## 98123-0
|  | 98123-0 | 12/05/2025 | 10:28:41 | . | 4.1.4.0
MAHUBE HOUSE
COUNTER | ISC | SECTION | BILL | PAGE NO | ITEM NO | DOC REF | PAY REF | DESCRIPTION | UNIT | QUANTITY | RATE | AMOUNT | LABOUR INTENSIVE | WORDING | EDIT DATE
1 | 10439 | 1 | 1 | 1 |  | 1/1 |  | BILL NO 1 | H1 | 0 |  |  |  |  | 10/01/2025 04:57:30
2 | 10440 | 1 | 1 | 1 |  | 1/1 |  | PRELIMINARIES | H1 | 0 |  |  |  |  | 06/06/2024 06:29:38
3 | 10441 | 1 | 1 | 1 |  | 1/1 |  | The Applicant is required to indicate total amounts, as well as provide a breakdown thereof for the following preliminaries items. The Applicant is referred to the Preliminaries Section for a list of contractual arrangements. |  | 0 |  |  |  |  | 06/06/2024 06:29:38
4 | 10456 | 1 | 1 | 1 |  |  |  | BUILDING AGREEMENT AND PRELIMINARIES | H2 | 0 |  |  |  |  | 06/06/2024 06:29:39
5 | 10457 | 1 | 1 | 1 |  | 1 |  | The JBCC Principal Building Agreement (Edition 6.2 - May 2018) prepared by the Joint Building Contracts Committee shall be the applicable building agreement, amended as hereinafter described |  | 0 |  |  |  |  | 06/06/2024 06:29:39
6 | 10458 | 1 | 1 | 1 |  |  |  | The JBCC Principal Building Agreement contract data form an integral part of this agreement |  | 0 |  |  |  |  | 06/06/2024 06:29:39
7 | 10459 | 1 | 1 | 1 |  | 1 |  | The JBCC General Preliminaries (May 2018) published by the Joint Building Contracts Committee for use with the JBCC Principal Building Agreement (Edition 6.2 - May 2018) shall be deemed to be incorporated in these bills of quantities, amended as hereinafter described |  | 0 |  |  |  |  | 06/06/2024 06:29:39
8 | 10460 | 1 | 1 | 1 |  | 1 |  | The contractor is deemed to have referred to the abovementioned documents for the full intent and meaning of each clause |  | 0 |  |  |  |  | 06/06/2024 06:29:39
9 | 10461 | 1 | 1 | 1 |  | 1 |  | The clauses in the abovementioned documents are hereinafter referred to by clause number and heading only |  | 0 |  |  |  |  | 06/06/2024 06:29:39
10 | 10462 | 1 | 1 | 1 |  | 1 |  | Where any item is not relevant to this agreement such item is marked N/A signifying "not applicable" |  | 0 |  |  |  |  | 06/06/2024 06:29:39
11 | 10463 | 1 | 1 | 1 |  |  |  | Where standard clauses or alternatives are not entirely applicable to this agreement such amendments, modifications, corrections or supplements as will apply are given under each relevant clause heading and such amendments, modifications, corrections or supplements shall take precedence notwithstanding anything to the contrary contained in the abovementioned documents |  | 0 |  |  |  |  | 06/06/2024 06:29:39
12 | 10464 | 1 | 1 | 2 |  |  |  | PREAMBLES FOR TRADES | H2 | 0 |  |  |  |  | 06/06/2024 06:29:39
13 | 10469 | 1 | 1 | 2 |  |  |  | The General Preambles for Trades 2017 published by the Association of South African Quantity Surveyors shall be deemed to be incorporated in these bills of quantities and no claims arising from brevity of description of items fully described in the said General Preambles will be entertained |  | 0 |  |  |  |  | 06/06/2024 06:29:39
14 | 10470 | 1 | 1 | 2 |  |  |  | Supplementary preambles and/or specifications are incorporated in these bills of quantities to satisfy the requirements of this project. Such supplementary preambles and/or specifications shall take precedence over the provisions of the General Preambles |  | 0 |  |  |  |  | 06/06/2024 06:29:39
15 | 10471 | 1 | 1 | 2 |  |  |  | The contractor's prices for all items throughout these bills of quantities shall take account of and include where applicable for all of the obligations, requirements and specifications given in the General Preambles and in any supplementary preambles and/or specifications |  | 0 |  |  |  |  | 06/06/2024 06:29:39
16 | 10472 | 1 | 1 | 2 |  |  |  | STRUCTURE OF THIS PRELIMINARIES BILL | H2 | 0 |  |  |  |  | 06/06/2024 06:29:39
17 | 10473 | 1 | 1 | 2 |  |  |  | Section A : A recital of the headings of the individual clauses in the aforementioned JBCC Principal Building Agreement |  | 0 |  |  |  |  | 06/06/2024 06:29:39
18 | 10474 | 1 | 1 | 2 |  |  |  | Section B : A recital of the headings of the individual clauses in the aforementioned JBCC General Preliminaries |  | 0 |  |  |  |  | 06/06/2024 06:29:39
19 | 10475 | 1 | 1 | 2 |  |  |  | Section C : Any special clauses to meet the particular circumstances of the project |  | 0 |  |  |  |  | 06/06/2024 06:29:39
20 | 10476 | 1 | 1 | 2 |  |  |  | PRICING OF PRELIMINARIES | H2 | 0 |  |  |  |  | 06/06/2024 06:29:39
21 | 10477 | 1 | 1 | 2 |  |  |  | Should the contractor select Option A in the contract data for the adjustment of preliminaries, the amounts entered against the relevant items in these preliminaries are to be divided into one or more of the three categories provided namely fixed (F), value related (V) and time related (T) |  | 0 |  |  |  |  | 06/06/2024 06:29:39
22 | 10478 | 1 | 1 | 2 |  | 2 |  | SECTION A: PRINCIPAL BUILDING AGREEMENT | H2 | 0 |  |  |  |  | 06/06/2024 06:29:39
23 | 10479 | 1 | 1 | 2 |  | 2 |  | Interpretation (A1-A7) | H3 | 0 |  |  |  |  | 06/06/2024 06:29:39
24 | 10480 | 1 | 1 | 2 | 1 | 2.1 |  | Clause 1.0 - Definitions and interpretation | CONT | 0 |  |  |  |  | 06/06/2024 06:29:39
25 | 10481 | 1 | 1 | 2 |  |  |  | Pricing of bills of quantities | CONT | 0 |  |  |  |  | 06/06/2024 06:29:39
26 | 10482 | 1 | 1 | 3 |  |  |  | The contractor is to allow opposite each item for all costs in connection therewith. All prices to include, unless otherwise stated, for all materials, fabrication, conveyance and delivery, unloading, storing, unpacking, hoisting, labour, setting, fitting and fixing in position, cutting and waste (except where to be measured in accordance with the standard system of measurement), patterns, models and templates, plant, temporary works, returning of packaging, duties, taxes (other than Value Added Tax), imposts, establishment charges, overheads, profit and all other obligations arising out of this agreement. Value Added Tax (VAT) is to be separately stated on the summary page of these bills of quantities | CONT | 0 |  |  |  |  | 06/06/2024 06:29:39
27 | 10483 | 1 | 1 | 3 |  |  |  | Items left unpriced will be deemed to be covered in prices against other items throughout these bills of quantities and no claim for any extras arising out of the contractor's omission to price any item will be entertained | CONT | 0 |  |  |  |  | 06/06/2024 06:29:39
28 | 10484 | 1 | 1 | 3 |  |  |  | Prices for all construction equipment, temporary works, services and other items shall include for the supply, maintenance, operating cost and subsequent removal and making good as necessary | CONT | 0 |  |  |  |  | 06/06/2024 06:29:39
29 | 10485 | 1 | 1 | 3 |  |  |  | Abbreviated descriptions | CONT | 0 |  |  |  |  | 06/06/2024 06:29:39
30 | 10486 | 1 | 1 | 3 |  |  |  | The items in these bills of quantities utilise abbreviated descriptions. It is the intention that the abbreviated descriptions be fully described when read with the applicable measuring system and the relevant preambles and/or specifications. However, should the full intent and meaning of any description not be clear, the contractor shall, before submission of his tender, call for a written directive from the principal agent, failing which it shall be assumed that the contractor has allowed in his pricing for materials and workmanship in terms of international best practice | CONT | 0 |  |  |  |  | 06/06/2024 06:29:39
31 | 10487 | 1 | 1 | 3 |  |  |  | Legal status of contractor | CONT | 0 |  |  |  |  | 06/06/2024 06:29:39
32 | 10488 | 1 | 1 | 3 |  |  |  | If the contractor constitutes a joint venture, consortium or other unincorporated grouping of two or more persons then: | CONT | 0 |  |  |  |  | 06/06/2024 06:29:39
33 | 10489 | 1 | 1 | 3 |  |  |  | 1. These persons are deemed to be jointly and severally liable to the employer for the performance of this agreement | CONT | 0 |  |  |  |  | 06/06/2024 06:29:39
34 | 10490 | 1 | 1 | 3 |  |  |  | 2. These persons shall notify the employer of their leader who has assigned authority to bind the contractor and each of these persons | CONT | 0 |  |  |  |  | 06/06/2024 06:29:39
35 | 10491 | 1 | 1 | 3 |  |  |  | 3. The contractor shall not alter its composition or legal status without the prior written consent of the employer | CONT | 0 |  |  |  |  | 06/06/2024 06:29:39
36 | 10492 | 1 | 1 | 3 |  |  |  | F:............................. V:............................ T:............................ | Item | 1 |  |  |  |  | 10/01/2025 04:43:45
37 | 10493 | 1 | 1 | 4 | 2 | 2.1 |  | Clause 2.0 - Law, regulations and notices | CONT | 0 |  |  |  |  | 06/06/2024 06:29:39
38 | 10497 | 1 | 1 | 4 | 3 | 2.2 |  | Clause 3.0 - Offer and acceptance F:............................. V:............................ T:............................ | Item | 1 |  |  |  |  | 06/06/2024 06:29:40
39 | 10498 | 1 | 1 | 4 | 4 |  |  | Clause 4.0 - Cession and assignment F:............................. V:............................ T:............................ | Item | 1 |  |  |  |  | 06/06/2024 06:29:40
40 | 10499 | 1 | 1 | 4 | 5 |  |  | Clause 5.0 - Documents | CONT | 0 |  |  |  |  | 06/06/2024 06:29:40
41 | 10500 | 1 | 1 | 4 |  |  |  | Value Added Tax | CONT | 0 |  |  |  |  | 06/06/2024 06:29:40
42 | 10501 | 1 | 1 | 4 |  |  |  | Provision is made in the summary page of these bills of quantities for the inclusion of Value Added Tax (VAT) | CONT | 0 |  |  |  |  | 06/06/2024 06:29:40
43 | 10505 | 1 | 1 | 4 |  |  |  | Electronic issue of drawings All drawings for this project will be issued electronically and the contractor shall be deemed to have received such drawings on the date that such drawings have been dispatched electronically [5.6] | CONT | 0 |  |  |  |  | 06/06/2024 06:29:40
44 | 10506 | 1 | 1 | 4 |  |  |  | F:............................. V:............................ T:............................ | Item | 1 |  |  |  |  | 06/06/2024 06:29:40
45 | 10507 | 1 | 1 | 4 | 6 |  |  | Clause 6.0 - Employer's agents | CONT | 0 |  |  |  |  | 06/06/2024 06:29:40
46 | 10510 | 1 | 1 | 4 |  |  |  | Delegated authority: LDMSuite 13,1st Floor, Katherine and West,114 West StreetSandonw2176chiezda@LDM.co.za | CONT | 0 |  |  |  |  | 09/09/2024 10:38:12
47 | 10511 | 1 | 1 | 4 |  | 8 |  | The authority of the principal agent to issue contract instructions [17.1] and perform duties for specific aspects of the works is delegated to agents as follows [6.2]. This does not preclude the principal agent from issuing such contract instructions: | CONT | 0 |  |  |  |  | 06/06/2024 06:29:40
48 | 10514 | 1 | 1 | 5 |  | 8 |  | 1. Architect Mayat Hart Architects Postal address: 1st Floor, 124 Ivy Road, Norwood info@mayathart.co.za | CONT | 0 |  |  |  |  | 09/09/2024 10:41:15
49 | 10518 | 1 | 1 | 5 |  | 8 |  | 1.1 Duties [6.2] : The architect is responsible for the architectural design, functional design and quality inspection of the works | CONT | 0 |  |  |  |  | 06/06/2024 06:29:40
50 | 10519 | 1 | 1 | 5 |  |  |  | 1.2 Contract instructions [6.2; 17.1] : | CONT | 0 |  |  |  |  | 06/06/2024 06:29:40
51 | 10520 | 1 | 1 | 5 |  | 9 |  | 1.2.1 Rectification of discrepancies, errors in description or quantity or omission of items in the agreement other than in the JBCC Principal Building Agreement | CONT | 0 |  |  |  |  | 20/09/2024 08:27:22
52 | 10521 | 1 | 1 | 5 |  | 9 |  | 1.2.2 Alteration to design, standards or quantity of the works provided that such contract instructions shall not substantially change the scope of the works | CONT | 0 |  |  |  |  | 06/06/2024 06:29:40
53 | 10522 | 1 | 1 | 5 |  | 9 |  | 1.2.3 The site [13.0] | CONT | 0 |  |  |  |  | 06/06/2024 06:29:40
54 | 10523 | 1 | 1 | 5 |  | 9 |  | 1.2.4 Compliance with the law, regulations and bylaws [2.1] | CONT | 0 |  |  |  |  | 06/06/2024 06:29:40
55 | 10524 | 1 | 1 | 5 |  | 9 |  | 1.2.5 Provision and testing of samples of materials and goods and/or of finishes and assemblies of elements of the works | CONT | 0 |  |  |  |  | 06/06/2024 06:29:40
56 | 10525 | 1 | 1 | 5 |  | 9 |  | 1.2.6 Opening up of work for inspection, removal or re-execution [23.2.4; 26.4.2] | CONT | 0 |  |  |  |  | 06/06/2024 06:29:40
57 | 10526 | 1 | 1 | 5 |  | 9 |  | 1.2.7 Removal or re-execution of work | CONT | 0 |  |  |  |  | 06/06/2024 06:29:40
58 | 10527 | 1 | 1 | 5 |  | 9 |  | 1.2.8 Removal or substitution of any materials and goods | CONT | 0 |  |  |  |  | 06/06/2024 06:29:40
59 | 10528 | 1 | 1 | 5 |  | 9 |  | 1.2.9 Protection of the works | CONT | 0 |  |  |  |  | 06/06/2024 06:29:40
60 | 10529 | 1 | 1 | 5 |  | 9 |  | 1.2.10 Making good physical loss and repairing damage to the works [23.2.2] | CONT | 0 |  |  |  |  | 06/06/2024 06:29:40
61 | 10530 | 1 | 1 | 5 |  | 9 |  | 1.2.11 Rectification of defects [21.2] | CONT | 0 |  |  |  |  | 06/06/2024 06:29:40
62 | 10531 | 1 | 1 | 6 |  | 9 |  | 1.2.12 A list for practical completion specifying outstanding or defective work to be rectified to achieve practical completion, a list for completion and a list for final completion specifying outstanding or defective work to be rectified to achieve final completion | CONT | 0 |  |  |  |  | 20/09/2024 08:30:21
63 | 10532 | 1 | 1 | 6 |  | 9 |  | 1.2.13 Expenditure of budgetary allowances, prime cost amounts and provisional sums | CONT | 0 |  |  |  |  | 20/09/2024 08:30:38
64 | 10533 | 1 | 1 | 6 |  | 10 |  | 1.2.14 Appointment of a subcontractor [14.0; 15.0] | CONT | 0 |  |  |  |  | 06/06/2024 06:29:40
65 | 10534 | 1 | 1 | 6 |  | 10 |  | 1.2.15 Work by direct contractors [16.0] | CONT | 0 |  |  |  |  | 06/06/2024 06:29:40
66 | 10535 | 1 | 1 | 6 |  | 10 |  | 1.2.16 On suspension or termination, protection of the works, removal of construction equipment and surplus materials and goods [29.0] | CONT | 0 |  |  |  |  | 20/09/2024 08:31:02
67 | 10536 | 1 | 1 | 6 |  | 10 |  | 2. Quantity surveyor | CONT | 0 |  |  |  |  | 12/09/2024 09:17:02
68 | 10539 | 1 | 1 | 6 |  | 10 |  | 2.1 Duties [6.2] : The quantity surveyor is responsible for all measurements, valuations, financial assessments and all other quantity surveying and cost control functions of the works | CONT | 0 |  |  |  |  | 06/06/2024 06:29:41
69 | 10540 | 1 | 1 | 6 |  |  |  | 2.2 Contract instructions [6.2; 17.1] : | CONT | 0 |  |  |  |  | 06/06/2024 06:29:41
70 | 10545 | 1 | 1 | 6 |  |  |  | 2.2.1 No contract instructions shall be delegated to the quantity surveyor | CONT | 0 |  |  |  |  | 20/09/2024 10:49:19
71 | 10541 | 1 | 1 | 6 |  |  |  | 2.2.2 Rectification of discrepancies, errors in descriptions or omissions in contract documents other than this agreement | CONT | 0 |  |  |  |  | 20/09/2024 10:50:10
72 | 10544 | 1 | 1 | 6 |  |  |  | 2.2.3 Alteration to design, standards or quantity of the works provided that such contract instructions shall not substantially change the scope of the works. | CONT | 0 |  |  |  |  | 20/09/2024 10:50:29
73 | 10543 | 1 | 1 | 6 | 7 |  |  | 2.2.4 Expenditure of budgetary allowances, prime cost amounts and provisional sums | CONT | 0 |  |  |  |  | 20/09/2024 10:51:57
74 | 10542 | 1 | 1 | 6 |  | 12 |  | 3. Civil and structural engineer | CONT | 0 |  |  |  |  | 12/09/2024 09:17:08
75 | 10546 | 1 | 1 | 6 |  | 12 |  | 3.1 Duties [6.2] : The civil and structural engineer is responsible for all aspects of civil and structural engineering design and quality inspection of the works | CONT | 0 |  |  |  |  | 06/06/2024 06:29:41
76 | 10547 | 1 | 1 | 7 |  |  |  | 3.2 Contract instructions [6.2; 17.1] : | CONT | 0 |  |  |  |  | 06/06/2024 06:29:41
77 | 10548 | 1 | 1 | 7 |  | 9 |  | 3.2.1 Rectification of discrepancies, errors in description or quantity or omission of items in the agreement other than in the JBCC Principal Building Agreement | CONT | 0 |  |  |  |  | 06/06/2024 06:29:41
78 | 10549 | 1 | 1 | 7 |  | 9 |  | 3.2.2 Alteration to design, standards or quantity of the works provided that such contract instructions shall not substantially change the scope of the works | CONT | 0 |  |  |  |  | 06/06/2024 06:29:41
79 | 10550 | 1 | 1 | 7 |  | 9 |  | 3.2.3 The site [13.0] | CONT | 0 |  |  |  |  | 06/06/2024 06:29:41
80 | 10551 | 1 | 1 | 7 |  | 9 |  | 3.2.4 Compliance with the law, regulations and bylaws [2.1] | CONT | 0 |  |  |  |  | 06/06/2024 06:29:41
81 | 10552 | 1 | 1 | 7 |  | 9 |  | 3.2.5 Provision and testing of samples of materials and goods and/or of finishes and assemblies of elements of the works | CONT | 0 |  |  |  |  | 06/06/2024 06:29:41
82 | 10553 | 1 | 1 | 7 |  | 9 |  | 3.2.6 Opening up of work for inspection, removal or re-execution [23.2.4; 26.4.2] | CONT | 0 |  |  |  |  | 06/06/2024 06:29:41
83 | 10554 | 1 | 1 | 7 |  | 9 |  | 3.2.7 Removal or re-execution of work | CONT | 0 |  |  |  |  | 06/06/2024 06:29:41
84 | 10555 | 1 | 1 | 7 |  | 9 |  | 3.2.8 Removal or substitution of any materials and goods | CONT | 0 |  |  |  |  | 06/06/2024 06:29:41
85 | 10556 | 1 | 1 | 7 |  | 9 |  | 3.2.9 Protection of the works | CONT | 0 |  |  |  |  | 06/06/2024 06:29:41
86 | 10557 | 1 | 1 | 7 |  | 9 |  | 3.2.10 Making good physical loss and repairing damage to the works [23.2.2] | CONT | 0 |  |  |  |  | 06/06/2024 06:29:41
87 | 10558 | 1 | 1 | 7 |  | 9 |  | 3.2.11 Rectification of defects [21.2] | CONT | 0 |  |  |  |  | 06/06/2024 06:29:41
88 | 10559 | 1 | 1 | 7 |  | 9 |  | 3.2.12 A list for practical completion specifying outstanding or defective work to be rectified to achieve practical completion, a list for completion and a list for final completion specifying outstanding or defective work to be rectified to achieve final completion | CONT | 0 |  |  |  |  | 06/06/2024 06:29:41
89 | 10560 | 1 | 1 | 7 |  | 9 |  | 3.2.13 Expenditure of budgetary allowances, prime cost amounts and provisional sums | CONT | 0 |  |  |  |  | 20/09/2024 08:35:23
90 | 10561 | 1 | 1 | 7 |  | 14 |  | 4. Mechanical engineer | CONT | 0 |  |  |  |  | 09/09/2024 10:43:19
91 | 10565 | 1 | 1 | 8 |  | 14 |  | 4.1 Duties [6.2] : The mechanical engineer is responsible for all aspects of mechanical engineering design and quality inspection of the works and, where appointed by the employer for quantity surveying services in respect of the mechanical installations, for all measurements, valuations, financial assessments and all other quantity surveying and cost control functions | CONT | 0 |  |  |  |  | 20/09/2024 08:33:50
92 | 10566 | 1 | 1 | 8 |  |  |  | 4.2 Contract instructions [6.2; 17.1] : | CONT | 0 |  |  |  |  | 06/06/2024 06:29:41
93 | 10567 | 1 | 1 | 8 |  | 9 |  | 4.2.1 Rectification of discrepancies, errors in description or quantity or omission of items in the agreement other than in the JBCC Principal Building Agreement | CONT | 0 |  |  |  |  | 06/06/2024 06:29:41
94 | 10568 | 1 | 1 | 8 |  | 9 |  | 4.2.2 Alteration to design, standards or quantity of the works provided that such contract instructions shall not substantially change the scope of the works | CONT | 0 |  |  |  |  | 06/06/2024 06:29:41
95 | 10569 | 1 | 1 | 8 |  | 9 |  | 4.2.3 Compliance with the law, regulations and bylaws [2.1] | CONT | 0 |  |  |  |  | 06/06/2024 06:29:41
96 | 10570 | 1 | 1 | 8 |  | 9 |  | 4.2.4 Provision and testing of samples of materials and goods and/or of finishes and assemblies of elements of the works | CONT | 0 |  |  |  |  | 06/06/2024 06:29:41
97 | 10571 | 1 | 1 | 8 |  | 9 |  | 4.2.5 Opening up of work for inspection, removal or re-execution [23.2.4; 26.4.2] | CONT | 0 |  |  |  |  | 06/06/2024 06:29:41
98 | 10572 | 1 | 1 | 8 |  | 9 |  | 4.2.6 Removal or re-execution of work | CONT | 0 |  |  |  |  | 06/06/2024 06:29:41
99 | 10573 | 1 | 1 | 8 |  | 9 |  | 4.2.7 Removal or substitution of any materials and goods | CONT | 0 |  |  |  |  | 06/06/2024 06:29:41
100 | 10574 | 1 | 1 | 8 |  | 9 |  | 4.2.8 Protection of the works | CONT | 0 |  |  |  |  | 06/06/2024 06:29:41
101 | 10575 | 1 | 1 | 8 |  | 9 |  | 4.2.9 Making good physical loss and repairing damage to the works [23.2.2] | CONT | 0 |  |  |  |  | 06/06/2024 06:29:41
102 | 10576 | 1 | 1 | 8 |  | 9 |  | 4.2.10 Rectification of defects [21.2] | CONT | 0 |  |  |  |  | 06/06/2024 06:29:41
103 | 10577 | 1 | 1 | 8 |  | 9 |  | 4.2.11 A list for practical completion specifying outstanding or defective work to be rectified to achieve practical completion, a list for completion and a list for final completion specifying outstanding or defective work to be rectified to achieve final completion | CONT | 0 |  |  |  |  | 06/06/2024 06:29:41
104 | 10578 | 1 | 1 | 8 |  | 9 |  | 4.2.12 Expenditure of budgetary allowances, prime cost amounts and provisional sums | CONT | 0 |  |  |  |  | 20/09/2024 08:35:32
105 | 10562 | 1 | 1 | 8 | 8 |  |  | 4.2.13 Appointment of a subcontractor [14.0; 15.0] | CONT | 0 |  |  |  |  | 20/09/2024 10:58:08
106 | 10563 | 1 | 1 | 9 |  |  |  | 4.2.14 Termination of a nominated n/s subcontract agreement [27.2.8] | CONT | 0 |  |  |  |  | 20/09/2024 10:58:28
107 | 10564 | 1 | 1 | 9 |  |  |  | 4.2.15 Work by (a) direct contractor(s) [16.0] | CONT | 0 |  |  |  |  | 20/09/2024 10:59:12
108 | 11242 | 1 | 1 | 9 | 9 |  |  | 4.2.15 Access by other or previous contractors to remedy defective work. | CONT | 0 |  |  |  |  | 20/09/2024 10:58:55
109 | 11243 | 1 | 1 | 9 | 10 |  |  | 4.2.17 Removal from the site of any person employed on the works | CONT | 0 |  |  |  |  | 20/09/2024 10:57:11
110 | 11244 | 1 | 1 | 9 | 11 |  |  | 4.2.18 Removal from the site of any person not engaged on or connected with the works | CONT | 0 |  |  |  |  | 20/09/2024 10:59:20
111 | 11245 | 1 | 1 | 9 | 12 |  |  | 4.2.19 On termination, protection of the works, removal of construction equipment and surplus materials and goods [29.0] | CONT | 0 |  |  |  |  | 20/09/2024 10:59:25
112 | 10579 | 1 | 1 | 9 |  | 15 |  | 5. Electrical engineer | CONT | 0 |  |  |  |  | 09/09/2024 10:43:28
113 | 10583 | 1 | 1 | 9 |  | 15 |  | 5.1 Duties [6.2] : The electrical engineer is responsible for all aspects of electrical engineering design and quality inspection of the works and, where appointed by the employer for quantity surveying services in respect of the electrical installations, for all measurements, valuations, financial assessments and all other quantity surveying and cost control functions | CONT | 0 |  |  |  |  | 20/09/2024 08:35:42
114 | 10584 | 1 | 1 | 9 |  |  |  | 5.2 Contract instructions [6.2; 17.1] : | CONT | 0 |  |  |  |  | 06/06/2024 06:29:42
115 | 10585 | 1 | 1 | 9 |  | 9 |  | 5.2.1 Rectification of discrepancies, errors in description or quantity or omission of items in the agreement other than in the JBCC Principal Building Agreement | CONT | 0 |  |  |  |  | 06/06/2024 06:29:42
116 | 10586 | 1 | 1 | 9 |  | 9 |  | 5.2.2 Alteration to design, standards or quantity of the works provided that such contract instructions shall not substantially change the scope of the works | CONT | 0 |  |  |  |  | 06/06/2024 06:29:42
117 | 10587 | 1 | 1 | 9 |  | 9 |  | 5.2.3 Compliance with the law, regulations and bylaws [2.1] | CONT | 0 |  |  |  |  | 06/06/2024 06:29:42
118 | 10588 | 1 | 1 | 9 |  | 9 |  | 5.2.4 Provision and testing of samples of materials and goods and/or of finishes and assemblies of elements of the works | CONT | 0 |  |  |  |  | 06/06/2024 06:29:42
119 | 10589 | 1 | 1 | 9 |  | 9 |  | 5.2.5 Opening up of work for inspection, removal or re-execution [23.2.4; 26.4.2] | CONT | 0 |  |  |  |  | 06/06/2024 06:29:42
120 | 10590 | 1 | 1 | 9 |  | 9 |  | 5.2.6 Removal or re-execution of work | CONT | 0 |  |  |  |  | 06/06/2024 06:29:42
121 | 10591 | 1 | 1 | 10 |  | 9 |  | 5.2.7 Removal or substitution of any materials and goods | CONT | 0 |  |  |  |  | 06/06/2024 06:29:42
122 | 10592 | 1 | 1 | 10 |  | 9 |  | 5.2.8 Protection of the works | CONT | 0 |  |  |  |  | 06/06/2024 06:29:42
123 | 10593 | 1 | 1 | 10 |  | 9 |  | 5.2.9 Making good physical loss and repairing damage to the works [23.2.2] | CONT | 0 |  |  |  |  | 06/06/2024 06:29:42
124 | 10594 | 1 | 1 | 10 |  | 9 |  | 5.2.10 Rectification of defects [21.2] | CONT | 0 |  |  |  |  | 06/06/2024 06:29:42
125 | 10595 | 1 | 1 | 10 |  | 9 |  | 5.2.11 A list for practical completion specifying outstanding or defective work to be rectified to achieve practical completion, a list for completion and a list for final completion specifying outstanding or defective work to be rectified to achieve final completion | CONT | 0 |  |  |  |  | 06/06/2024 06:29:42
126 | 10596 | 1 | 1 | 10 |  | 9 |  | 5.2.12 Expenditure of budgetary allowances, prime cost amounts and provisional sums | CONT | 0 |  |  |  |  | 20/09/2024 08:36:09
127 | 11246 | 1 | 1 | 10 | 13 |  |  | 5.2.13 Appointment of a subcontractor [14.0; 15.0] | CONT | 0 |  |  |  |  | 20/09/2024 11:03:21
128 | 11247 | 1 | 1 | 10 |  |  |  | 5.2.14 Termination of a nominated n/s subcontract agreement [27.2.8] | CONT | 0 |  |  |  |  | 20/09/2024 11:03:25
129 | 11248 | 1 | 1 | 10 |  |  |  | 5.2.15 Work by (a) direct contractor(s) [16.0] | CONT | 0 |  |  |  |  | 20/09/2024 11:03:30
130 | 11249 | 1 | 1 | 10 | 14 |  |  | 5.2.15 Access by other or previous contractors to remedy defective work. | CONT | 0 |  |  |  |  | 20/09/2024 11:03:34
131 | 11250 | 1 | 1 | 10 | 15 |  |  | 5.2.17 Removal from the site of any person employed on the works | CONT | 0 |  |  |  |  | 20/09/2024 11:03:38
132 | 11251 | 1 | 1 | 10 | 16 |  |  | 5.2.18 Removal from the site of any person not engaged on or connected with the works | CONT | 0 |  |  |  |  | 20/09/2024 11:03:42
133 | 11252 | 1 | 1 | 10 | 17 |  |  | 5.2.19 On termination, protection of the works, removal of construction equipment and surplus materials and goods [29.0] | CONT | 0 |  |  |  |  | 20/09/2024 11:04:36
134 | 10615 | 1 | 1 | 10 |  | 18 |  | 6. Fire consultant | CONT | 0 |  |  |  |  | 09/09/2024 10:44:14
135 | 10619 | 1 | 1 | 10 |  | 18 |  | 6.1 Duties [6.2] : The fire consultant is responsible for all aspects of rational fire design and quality inspection of the works | CONT | 0 |  |  |  |  | 09/09/2024 10:44:22
136 | 10620 | 1 | 1 | 10 |  |  |  | 6.2 Contract instructions [6.2; 17.1] : | CONT | 0 |  |  |  |  | 12/09/2024 09:17:28
137 | 10621 | 1 | 1 | 11 |  | 9 |  | 6.2.1 Rectification of discrepancies, errors in description or quantity or omission of items in the agreement other than in the JBCC Principal Building Agreement | CONT | 0 |  |  |  |  | 12/09/2024 09:17:31
138 | 10622 | 1 | 1 | 11 |  | 9 |  | 6.2.2 Alteration to design, standards or quantity of the works provided that such contract instructions shall not substantially change the scope of the works | CONT | 0 |  |  |  |  | 12/09/2024 09:17:34
139 | 10623 | 1 | 1 | 11 |  | 9 |  | 6.2.3 Compliance with the law, regulations and bylaws [2.1] | CONT | 0 |  |  |  |  | 12/09/2024 09:17:37
140 | 10624 | 1 | 1 | 11 |  | 9 |  | 6.2.4 Provision and testing of samples of materials and goods and/or of finishes and assemblies of elements of the works | CONT | 0 |  |  |  |  | 12/09/2024 09:17:39
141 | 10625 | 1 | 1 | 11 |  | 9 |  | 6.2.5 Opening up of work for inspection, removal or re-execution [23.2.4; 26.4.2] | CONT | 0 |  |  |  |  | 12/09/2024 09:17:42
142 | 10626 | 1 | 1 | 11 |  | 9 |  | 6.2.6 Removal or re-execution of work | CONT | 0 |  |  |  |  | 12/09/2024 09:17:44
143 | 10627 | 1 | 1 | 11 |  | 9 |  | 6.2.7 Removal or substitution of any materials and goods | CONT | 0 |  |  |  |  | 12/09/2024 09:17:47
144 | 10628 | 1 | 1 | 11 |  | 9 |  | 6.2.8 Protection of the works | CONT | 0 |  |  |  |  | 12/09/2024 09:17:50
145 | 10629 | 1 | 1 | 11 |  | 9 |  | 6.2.9 Making good physical loss and repairing damage to the works [23.2.2] | CONT | 0 |  |  |  |  | 12/09/2024 09:17:53
146 | 10630 | 1 | 1 | 11 |  | 9 |  | 6.2.10 Rectification of defects [21.2] | CONT | 0 |  |  |  |  | 12/09/2024 09:17:55
147 | 10631 | 1 | 1 | 11 |  | 9 |  | 6.2.11 A list for practical completion specifying outstanding or defective work to be rectified to achieve practical completion, a list for completion and a list for final completion specifying outstanding or defective work to be rectified to achieve final completion | CONT | 0 |  |  |  |  | 12/09/2024 09:17:58
148 | 10632 | 1 | 1 | 11 |  | 9 |  | 6.2.12 Expenditure of budgetary allowances, prime cost amounts and provisional sums | CONT | 0 |  |  |  |  | 20/09/2024 08:36:39
149 | 11253 | 1 | 1 | 11 | 18 |  |  | 6.2.13 Appointment of a subcontractor [14.0; 15.0] | CONT | 0 |  |  |  |  | 20/09/2024 11:06:30
150 | 11254 | 1 | 1 | 11 |  |  |  | 6.2.14 Termination of a nominated n/s subcontract agreement [27.2.8] | CONT | 0 |  |  |  |  | 20/09/2024 11:06:34
151 | 11255 | 1 | 1 | 11 |  |  |  | 6.2.15 Work by (a) direct contractor(s) [16.0] | CONT | 0 |  |  |  |  | 20/09/2024 11:06:38
152 | 11256 | 1 | 1 | 11 | 19 |  |  | 6.2.15 Access by other or previous contractors to remedy defective work. | CONT | 0 |  |  |  |  | 20/09/2024 11:06:44
153 | 11257 | 1 | 1 | 11 | 20 |  |  | 6.2.17 Removal from the site of any person employed on the works | CONT | 0 |  |  |  |  | 20/09/2024 11:06:48
154 | 11258 | 1 | 1 | 12 | 21 |  |  | 6.2.18 Removal from the site of any person not engaged on or connected with the works | CONT | 0 |  |  |  |  | 20/09/2024 11:06:52
155 | 11259 | 1 | 1 | 12 | 22 |  |  | 4.2.19 On termination, protection of the works, removal of construction equipment and surplus materials and goods [29.0] | CONT | 0 |  |  |  |  | 20/09/2024 11:06:20
156 | 10633 | 1 | 1 | 12 |  | 20 |  | 7. Health and safety consultant | CONT | 0 |  |  |  |  | 12/09/2024 09:18:04
157 | 10636 | 1 | 1 | 12 |  | 20 |  | 7.1 Duties [6.2] : The health and safety consultant is responsible for all aspects of health and safety of the works. Without derogating from the generality thereof, the health and safety consultant will perform the following specific functions and duties in respect of the health and safety aspects of the works. He shall: | CONT | 0 |  |  |  |  | 12/09/2024 09:18:07
158 | 10637 | 1 | 1 | 12 |  | 20 |  | 7.1.1 Act as the employer's agent in terms of the Construction Regulations issued in terms of the Occupational Health and Safety Act,1993 as amended | CONT | 0 |  |  |  |  | 12/09/2024 09:18:10
159 | 10638 | 1 | 1 | 12 |  | 20 |  | 7.1.2 Prepare and update the health and safety specification for the works | CONT | 0 |  |  |  |  | 12/09/2024 09:18:13
160 | 10639 | 1 | 1 | 12 |  | 20 |  | 7.1.3 Agree with the contractor the health and safety plan for the works | CONT | 0 |  |  |  |  | 12/09/2024 09:18:16
161 | 10640 | 1 | 1 | 12 |  | 20 |  | 7.1.4 Carry out regular audits to ensure adherence to the safety plan and compliance with the act and regulations | CONT | 0 |  |  |  |  | 12/09/2024 09:18:18
162 | 10641 | 1 | 1 | 12 |  | 20 |  | 7.1.5 Stop the execution of the works where the agreed specification or plan is not adhered to | CONT | 0 |  |  |  |  | 20/09/2024 08:37:08
163 | 10642 | 1 | 1 | 12 |  |  |  | F:............................. V:............................ T:............................ | Item | 1 |  |  |  |  | 06/06/2024 06:29:43
164 | 10643 | 1 | 1 | 13 | 23 |  |  | Clause 7.0 - Design responsibility Clause 7.0 is deemed to amended by the addition of the following sub-clauses: Notwithstanding the provisions of sub-clause 4.2 there is an obligation on the contractor to ensure that every such nominated or selected subcontractor shall simultaneously with signing of the relevant nominated or selected subcontract sign (in terms of a suitable written signing authority produced to and acceptable to the principal agent) and deliver to the employer a design materials and workmanship warranty and undertaking in favour of the employer. Any subcontractor whose subcontract involves design work will be required to sign an indemnity to provide to the employer evidence of "professional indemnity" insurance for such design work. F:............................. V:............................ T:............................ | Item | 1 |  |  |  |  | 20/09/2024 11:09:55
165 | 10644 | 1 | 1 | 13 |  | 2 |  | Insurances and securities (A8-A11) | H3 | 0 |  |  |  |  | 06/06/2024 06:29:43
166 | 10645 | 1 | 1 | 13 | 24 |  |  | Clause 8.0 - Works risk F:............................. V:............................ T:............................ | Item | 1 |  |  |  |  | 06/06/2024 06:29:43
167 | 10646 | 1 | 1 | 13 | 25 |  |  | Clause 9.0 - Indemnities F:............................. V:............................ T:............................ | Item | 1 |  |  |  |  | 06/06/2024 06:29:43
168 | 10647 | 1 | 1 | 13 | 26 |  |  | Clause 10.0 - Insurances F:............................. V:............................ T:............................ | Item | 1 |  |  |  |  | 06/06/2024 06:29:43
169 | 10648 | 1 | 1 | 13 | 27 |  |  | Clause 11.0 - Securities | CONT | 0 |  |  |  |  | 06/06/2024 06:29:43
170 | 10651 | 1 | 1 | 13 |  |  |  | Guarantee for payment | CONT | 0 |  |  |  |  | 06/06/2024 06:29:43
171 | 10650 | 1 | 1 | 13 |  |  |  | Clause 11.4.1 is deemed to be amended by the addition of the following sentence: "No interest will be paid on such amounts withheld. Where amounts are withheld on nominated/selected subcontract in lieu of a construction guarantee, no interest will be paid to the contractor on such amounts." |  | 0 |  |  |  |  | 20/09/2024 11:12:08
172 | 10649 | 1 | 1 | 13 | 28 |  |  | Clause 11.5 shall be deemed to deleted in its entirety. | CONT | 0 |  |  |  |  | 20/09/2024 11:12:56
173 | 10652 | 1 | 1 | 14 |  |  |  | The employer shall provide to the contractor a guarantee for payment in the amount of ......................................................Rand (R...........................) [11.5.1]. The contractor shall consequently waive his lien or right of continuing possession of the works [11.10] N/A | CONT | 0 |  |  |  |  | 06/06/2024 06:29:43
174 | 10653 | 1 | 1 | 14 | 29 |  |  | Clause 11.10 shall be deemed to be deleted and replaced with the following: The contractor shall waive his lien or right of continuing possession of the works. | CONT | 0 |  |  |  |  | 09/10/2024 03:05:50
175 | 10655 | 1 | 1 | 14 |  |  |  | Extension of waiver of lien | CONT | 0 |  |  |  |  | 06/06/2024 06:29:43
176 | 10654 | 1 | 1 | 14 |  |  |  | Where it is expected of the contractor to waive his lien in terms of clause 11.10, the waiver of lien may be extended to subcontracts as follows: |  | 0 |  |  |  |  | 06/06/2024 06:29:43
177 | 10656 | 1 | 1 | 14 |  |  |  | The contractor shall ensure that a waiver of lien is included in all subcontracts and that the works executed on the site are kept free of all liens and other encumbrances at all times [11.10] YES | CONT | 0 |  |  |  |  | 06/06/2024 06:29:43
178 | 11303 | 1 | 1 | 14 | 30 |  |  | Clause 11.0 has been amended to include the following new sub-clauses: Sub-clause 11.11 - The guarantee provided by the contractor's Guarantor shall have an expiry date (if stated) no less than 3 months after the practical completion date and shall be extended accordingly should the practical completion date be extended. The cost for same shall be included on the contractor’s tender price as no claims for additional cost shall be entertained. | CONT | 0 |  |  |  |  | 09/10/2024 03:07:03
179 | 11304 | 1 | 1 | 14 | 31 |  |  | Sub-clause 11.12 - The contractor is required to provide the employer with a variable construction guarantee with twenty-one (21) calendar days of acceptance of the contractors’ tender. | CONT | 0 |  |  |  |  | 09/10/2024 03:07:14
180 | 11305 | 1 | 1 | 14 | 32 |  |  | Sub-clause 11.13 - Extension of waiver of lien - The contractor shall ensure that a waiver of lien is included in all subcontracts and that the works executed on the site are kept free of all liens and other encumbrances at all times. | CONT | 0 |  |  |  |  | 09/10/2024 03:07:26
181 | 10657 | 1 | 1 | 14 |  |  |  | F:............................. V:............................ T:............................ | Item | 1 |  |  |  |  | 06/06/2024 06:29:43
182 | 10658 | 1 | 1 | 14 |  | 3 |  | Execution (A12 - A17) | H3 | 0 |  |  |  |  | 06/06/2024 06:29:43
183 | 10659 | 1 | 1 | 14 | 33 | 3.15 |  | Clause 12.0 - Obligations of the parties | CONT | 0 |  |  |  |  | 06/06/2024 06:29:43
184 | 11306 | 1 | 1 | 15 | 34 |  |  | Sub-clause 12.2.6 has been amended to include the following: The programme for the works must be prepared and issued in Microsoft Project Programming Software. The contractor shall include a float of 15 working days within the contract period for project delays such as, but not limited to adverse weather conditions, etc., in the programme. Such provisions shall initially be included at the end of the contract period or proportionally allocate at the end of each section for contracts with sectional completion and shall be monitored by the contractor and agreed with the Principal Agent as and when such delays takes place and shall be recorded in the programme based on actual stoppages when incurred. Revision of the date for Practical Completion shall only be considered once the 15 working days has been fully utilised. Notwithstanding the above, any and all float that may arise through early completion of any activities shall belong to the project and not any one party. | CONT | 0 |  |  |  |  | 09/10/2024 03:09:02
185 | 11307 | 1 | 1 | 15 | 35 |  |  | Sub-clause 12.2.10 has been amended to include the following: The contractor shall be required to maintain, in addition to the approved programme, a comprehensive fortnightly bar-chart programme expanded to reflect anticipated daily activities for the ensuing fourteen (14) days. | CONT | 0 |  |  |  |  | 09/10/2024 03:09:31
186 | 10660 | 1 | 1 | 15 |  |  |  | Office accommodationThe contractor shall provide, maintain and remove on practical completion air conditioned office accommodation with suitable tables and chairs for meetings to be held on the site. Such offices shall be kept clean and fit for use at all times [12.2.18] The contractor’s site camp shall be equipped with Wi-Fi internet connection which shall be utilised by the contractor’s staff, the client and members of professional team. | CONT | 0 |  |  |  |  | 09/10/2024 03:10:12
187 | 10661 | 1 | 1 | 15 |  |  |  | Notice board The contractor shall erect in a position approved by the principal agent, maintain and remove on practical completion a notice board recommended by the South African Institute of Architects and as approved by the principal agent listing the names and logos of the employer, the contractor and the professional consultants. No subcontractor or supplier notice boards may be erected unless permission is granted by the principal agent for such notice boards to be erected [12.2.18] | CONT | 0 |  |  |  |  | 09/10/2024 03:10:26
188 | 10662 | 1 | 1 | 15 |  |  |  | Statutory and other notices | CONT | 0 |  |  |  |  | 06/06/2024 06:29:43
189 | 10663 | 1 | 1 | 16 |  |  |  | The contractor shall submit and/or comply with all statutory and other notices that may be required by any local or other authority in order not to cause any delay to the commencement of the works by the contractor. The contractor shall pay all deposits or fees in this regard | CONT | 0 |  |  |  |  | 06/06/2024 06:29:43
190 | 10664 | 1 | 1 | 16 |  |  |  | It is, however, specifically recorded that the employer shall be responsible for the timeous approval of building plans by any local or other authorities and the payment of any fees or charges related thereto | CONT | 0 |  |  |  |  | 06/06/2024 06:29:43
191 | 10665 | 1 | 1 | 16 |  |  |  | F:............................. V:............................ T:............................ | Item | 1 |  |  |  |  | 06/06/2024 06:29:43
192 | 10666 | 1 | 1 | 16 | 36 | 3.16 |  | Clause 13.0 - Setting out F:............................. V:............................ T:............................ | Item | 1 |  |  |  |  | 06/06/2024 06:29:43
193 | 10667 | 1 | 1 | 16 | 37 | 3.20 |  | Clause 14.0 - Nominated subcontractors | CONT | 0 |  |  |  |  | 06/06/2024 06:29:43
194 | 10668 | 1 | 1 | 16 |  |  |  | F:............................. V:............................ T:............................ | Item | 1 |  |  |  |  | 06/06/2024 06:29:43
195 | 10669 | 1 | 1 | 16 | 38 | 3.20 |  | Clause 15.0 - Selected subcontractors | CONT | 0 |  |  |  |  | 06/06/2024 06:29:44
196 | 10670 | 1 | 1 | 16 |  |  |  | F:............................. V:............................ T:............................ | Item | 1 |  |  |  |  | 06/06/2024 06:29:44
197 | 10671 | 1 | 1 | 16 | 39 |  |  | Clause 16.0 - Direct contractors Attendance on direct contractors In respect of direct contractors the contractor shall: | CONT | 0 |  |  |  |  | 06/06/2024 06:29:44
198 | 10672 | 1 | 1 | 16 |  |  |  | 1. Designate an area for the direct contractor to establish a temporary office and workshop and storage of equipment and materials | CONT | 0 |  |  |  |  | 06/06/2024 06:29:44
199 | 10673 | 1 | 1 | 16 |  |  |  | 2. Allow the use of personnel welfare facilities, where provided | CONT | 0 |  |  |  |  | 06/06/2024 06:29:44
200 | 10674 | 1 | 1 | 16 |  |  |  | 3. Provide water, lighting and single phase electric power to a position within 50m of the place where the direct contract work is to be carried out, other than fuel or power for commissioning of any installation | CONT | 0 |  |  |  |  | 06/06/2024 06:29:44
201 | 10675 | 1 | 1 | 16 |  |  |  | 4. Permit the direct contractor to use erected scaffolding, hoisting facilities, etc provided by the contractor, in common with others having the like right, while it remains erected on the site [16.1] | CONT | 0 |  |  |  |  | 06/06/2024 06:29:44
202 | 10676 | 1 | 1 | 17 |  | 3.20 |  | F:............................. V:............................ T:............................ | Item | 1 |  |  |  |  | 06/06/2024 06:29:44
203 | 10677 | 1 | 1 | 17 | 40 | 3.17 |  | Clause 17.0 - Contract instructions | CONT | 0 |  |  |  |  | 20/09/2024 11:16:04
204 | 11260 | 1 | 1 | 17 | 41 |  |  | Clause 17.0 is deemed to be amended by the addition of the following clause: 17.1.21 Acceleration | CONT | 0 |  |  |  |  | 20/09/2024 11:15:47
205 | 10678 | 1 | 1 | 17 |  |  |  | Site instructionsInstructions issued on site are to be recorded in a site instruction book which is to be supplied and maintained on site by the contractor F:............................. V:............................ T:............................ | Item | 1 |  |  |  |  | 20/09/2024 11:16:14
206 | 10679 | 1 | 1 | 17 |  | 4 |  | Completion (A18 - A24) | H3 | 0 |  |  |  |  | 06/06/2024 06:29:44
207 | 10680 | 1 | 1 | 17 | 42 | 3.18 |  | Clause 18.0 - Interim completion | N/A | 0 |  |  |  |  | 06/06/2024 06:29:44
208 | 11308 | 1 | 1 | 17 | 43 |  |  | Clause 19.0 - Practical completion | CONT | 0 |  |  |  |  | 09/10/2024 03:12:35
209 | 11309 | 1 | 1 | 17 | 44 |  |  | Clause 19.0 has been amended to include the following new sub-clauses: Sub-clause 19.2.3 - The contractor shall within five (5) calender days of receipt of the list for practical completion issue a program indicating dates for completion for all listed items. | CONT | 0 |  |  |  |  | 09/10/2024 03:13:03
210 | 11310 | 1 | 1 | 17 | 45 |  |  | Sub-clause 19.2.4 - In the event that such inspection does not result in the work being accepted as Practically complete then the costs of such inspection and subsequent inspections shall be for the account of the contractor, at a rate of Ten Thousand Rand (R10 000.00) per man hour or part thereof, calculated by multiplying the total of the number of Employer’s agents and Employer’s staff present at each abortive practical completion inspection meeting, i.e. Where practical completion is not achieved, by the time taken for such an inspection until practical completion is achieved. In this regard, the Employer reserves the right to recover such costs in addition to any other remedies it may have in accordance with Clause 27. | CONT | 0 |  |  |  |  | 09/10/2024 03:13:39
211 | 10681 | 1 | 1 | 18 | 46 | 3.19 |  | F:............................. V:............................ T:............................ | Item | 1 |  |  |  |  | 09/10/2024 03:12:24
212 | 10682 | 1 | 1 | 18 | 47 | 3.20 |  | Clause 20.0 - Completion in sections | CONT | 0 |  |  |  |  | 06/06/2024 06:29:44
213 | 10683 | 1 | 1 | 18 |  |  |  | F:............................. V:............................ T:............................ | Item | 1 |  |  |  |  | 06/06/2024 06:29:44
214 | 10684 | 1 | 1 | 18 | 48 | 4.21 |  | Clause 21.0 - Defects liability period and final completion | CONT | 0 |  |  |  |  | 06/06/2024 06:29:44
215 | 11311 | 1 | 1 | 18 | 49 |  |  | Clause 21.0 has been amended to include the following new sub-clauses: Sub-clause 21.13 - In the event that the certificate of Final Completion is not issued due to the contractor’s work not being sufficiently complete then the costs of such inspection and subsequent inspections shall be for the account of the contractor, at a rate of Ten Thousand Rand (R10 000.00) per man hour or part thereof, calculated by multiplying the total of the number of Employer’s agents and Employer’s staff present at each abortive final completion inspection meeting, i.e. Where final completion is not achieved in terms of 21.6, by the time taken for such an inspection until final completion is achieved. In this regard, the Employer reserves the right to recover such costs in accordance with Clause 27. | CONT | 0 |  |  |  |  | 09/10/2024 03:14:27
216 | 11312 | 1 | 1 | 18 | 50 |  |  | Sub-clause 21.14 - Notwithstanding [21.2], where the contractor fails to rectify/attend to outstanding works or defects on the list for completion, list for final completion or latent defects that appear before the issue of certificate of final completion and where the contractor remains in default, the Employer may engage others to carry out said outstanding works or defects and recover expense and/or loss incurred [27]. | CONT | 0 |  |  |  |  | 09/10/2024 03:14:34
217 | 10685 | 1 | 1 | 18 |  |  |  | F:............................. V:............................ T:............................ | Item | 1 |  |  |  |  | 06/06/2024 06:29:44
218 | 10686 | 1 | 1 | 18 | 51 | 4.22 |  | Clause 22.0 - Latent defects liability period F:............................. V:............................ T:............................ | Item | 1 |  |  |  |  | 06/06/2024 06:29:44
219 | 11265 | 1 | 1 | 18 | 52 | 4.23 |  | Clause 23.0 - Revision of the date for practical completion | CONT | 0 |  |  |  |  | 20/09/2024 11:27:11
220 | 11313 | 1 | 1 | 18 | 53 |  |  | Sub-clause 23.1 has been amended to include the following new sub-clause: Sub-clause 23.1.7 - Delayed possession of site [12.1.5]. | CONT | 0 |  |  |  |  | 09/10/2024 03:17:03
221 | 11314 | 1 | 1 | 19 | 54 |  |  | Sub-clause 23.2 has been amended to omit the following sub-clause: Sub-clause 23.2.1 Delayed possession of the site [12.1.5]. | CONT | 0 |  |  |  |  | 09/10/2024 03:17:30
222 | 10687 | 1 | 1 | 19 | 55 | 4.23 |  | Clause 23.0 is deemed to be amended by the addition of the following sub-clause: "The contractor is instructed to allow for ten (10) working days during the contract period for the delay due to circumstances as listed in Clauses 23.1.1 to 23.1.6, in the programming of the works. Extensions to the contract completion date will only be considered arising for the above delays, after the actual delays recorded and accepted by the principal agent exceed (10) ten days so allowed." | CONT | 0 |  |  |  |  | 20/09/2024 11:21:04
223 | 11262 | 1 | 1 | 19 | 56 |  |  | Clause 23.0 is deemed to be amended by the addition of the following sub-clauses: "23.9 Acceleration 23.9.1 Irrespective of whether or not the principal agent rules that the contractor is entitled to an extension of time or a revision of the date for practical or sectional completion, the principal agent shall nevertheless at any time, be entitled to instruct the contractor, to accelerate the progress of the remaining works, to ensure that the works are completed by the original date for practical or sectional completion or revised date as the case may be. | CONT | 0 |  |  |  |  | 20/09/2024 11:27:18
224 | 11264 | 1 | 1 | 19 | 57 |  |  | 23.9.2 Upon receipt of such instruction, the contractor shall take necessary steps to ensure that the works are completed timeously, including the provision by him of additional resources, plant, manpower, etc. and working overtime or additional overtime beyond that contemplated at the time of tender (at all times adhering to the regulations and requirements of all authorities) and by all other adequate and proper means methods. The contractor shall prove that such steps are being taken if called upon to do so. | CONT | 0 |  |  |  |  | 20/09/2024 11:25:39
225 | 11263 | 1 | 1 | 19 | 58 |  |  | 23.9.3 Should the principal agent instruct the contractor to accelerate in, the contractor's additional entitlement shall be calculated by adding the entitlement to which he would otherwise have become due should the construction period have been extended, a further 30% to the value thereof. For the purpose of the calculation of 30% acceleration entitlement relating to an extension of construction period granted in terms of Clause 23.1 shall be calculated as if the extension was granted in terms of 23.2. | CONT | 0 |  |  |  |  | 20/09/2024 11:25:11
226 | 11261 | 1 | 1 | 20 | 59 |  |  | Substitution of materials and goods The removal or substitution of any materials and goods which do not conform to the specification or the contract drawings shall not constitute grounds for the extension of the construction period nor for the adjustment of the contract value [17.1.8; 23.1 & 2] | CONT | 0 |  |  |  |  | 20/09/2024 11:27:36
227 | 11315 | 1 | 1 | 20 | 60 |  |  | Clause 23.0 has been amended to include the following new sub-clauses: Sub-clause 23.10 - Notwithstanding, sub-clause(s) 23.1 to 23.8 a revision to the practical completion date will only be considered for work on the critical path of the contractual programme or the revised contractual programme, as applicable. Any revised programme, in order to be considered as a contractual programme, must be approved by the Principal Agent in writing, prior to it becoming effective. | CONT | 0 |  |  |  |  | 09/10/2024 03:19:47
228 | 10688 | 1 | 1 | 20 |  |  |  | F:............................. V:............................ T:............................ | Item | 1 |  |  |  |  | 06/06/2024 06:29:44
229 | 10689 | 1 | 1 | 20 | 61 | 4.24 |  | Clause 24.0 - Penalty for late or non-completion F:............................. V:............................ T:............................ | Item | 1 |  |  |  |  | 06/06/2024 06:29:44
230 | 10690 | 1 | 1 | 20 |  | 4 |  | Payment (A25 - A27) | H3 | 0 |  |  |  |  | 06/06/2024 06:29:44
231 | 10691 | 1 | 1 | 20 | 62 | 4.25 |  | Clause 25.0 - Payment | CONT | 0 |  |  |  |  | 06/06/2024 06:29:44
232 | 11316 | 1 | 1 | 21 | 63 |  |  | Sub-clause 25.1 has been amended to include the following: The contractor shall submit the following information on a monthly basis to the Principal Agent and Quantity Surveyor in order to assist with the processing of the payment certificate and the preparation of the empowerment report:A detailed breakdown of the work done. (The work breakdown must be referenced strictly in accordance with the Tender Document or the detailed Priced Bills of Quantities, as applicable);A detailed breakdown of all variation order costs claimed (With specific reference to work done by the Principal Building Contractor) in the certificate concerned, together with copies of the relevant contract instructions;A detailed breakdown of the work done by each sub-contractor. (The work breakdown must be referenced strictly in accordance with the Tender Document or the detailed Priced Bills of Quantities, as applicable.);A detailed breakdown of all variation order costs claimed in the certificate concerned for sub-contract work, together with copies of the relevant contract instructions;A written declaration authenticated by the contracts manager confirming, that the payment claims for work done by sub-contractors has been audited and amended by the contractor’s quantity surveyor, prior to it being forwarded to the Principal Agent and Quantity Surveyor for evaluation;If applicable, a combined empowerment report which shall include reports on contractor and sub-contractor compliance, in accordance with the format required by the empowerment manager. In this regard, the combined, contractor and sub-contractor empowerment report must contain an affidavit certifying that all information contained the report as being true and correct and must be authenticated by the contractor and a commissioner of oaths. The combined reports must also state that the contractor has checked and verified that all information submitted by sub-contractors is true and correct;Tax invoice: the contractor shall attach a tax invoice as prescribed in the value added tax legislation to each payment certificate when presenting the certificate to the employer for payment. Such tax invoices shall correctly reflect the prescribed information and the amounts shall match precisely the amounts included in the payment certificate. Should the contractor fail to comply with these requirements, the date of presentation of the certificate shall be deemed to be delayed at the contractor’s default until such time as the requirements are met.Should anyone or any combination of the above requirements not be complied with, the principal agent reserves the right to exclude any amounts that may have been due for certification from the payment certificate concerned and/ or delay the issue of payment certificates and/ or, revise the contractual payment date, as applicable, until such time compliance is achieved. | CONT | 0 |  |  |  |  | 09/10/2024 03:24:56
233 | 11317 | 1 | 1 | 21 | 64 |  |  | Sub-clause 25.4 has been amended to include the following: Where the Employer agrees to pay for materials on/off site, the contractor shall be required to provide the Principal Agent with the necessary forms for cession of ownership for such materials, with the necessary delivery notes and invoices (where applicable). | CONT | 0 |  |  |  |  | 09/10/2024 03:25:34
234 | 10692 | 1 | 1 | 22 |  | 5.32 |  | Prices submitted Where prices are submitted by the contractor or subcontractor during the progress of the works in respect of contract instructions or in regard to a claim under the terms of this agreement and notwithstanding the fact that such prices may be used in an interim payment certificate, there is to be no presumption of acceptance. Should the principal agent wish to accept any such prices prior to the issue of the certificate of final completion, it shall be in writing | CONT | 0 |  |  |  |  | 06/06/2024 06:29:44
235 | 10693 | 1 | 1 | 22 |  |  |  | Clause 25.10 is deemed to be deleted and replaced with the following: "The employer shall pay the contractor the amount certified in the issued payment certificate within forty (40) calendar days of the date for issue of the payment certificate [CD] including interest". F:............................. V:............................ T:............................ | Item | 1 |  |  |  |  | 09/10/2024 03:26:34
236 | 10694 | 1 | 1 | 22 | 65 | 4.26 |  | Clause 26.0 - Adjustment of the contract value and final account | CONT | 0 |  |  |  |  | 06/06/2024 06:29:44
237 | 11318 | 1 | 1 | 22 | 66 |  |  | Sub-clause 26.1 has been amended to include the following: Contract Instructions - Instructions given by the Employer's agents in relation to the contract works, shall, irrespective of the format or wording of such instructions, not indicate that the work involved represents an extra or variation and shall not be deemed to be acceptance of any prices or quotations contained in any correspondence. It is recorded that only the quantity surveyor where appointed by the employer for quantity surveying services is empowered, to rule whether any instructions issued constitutes an extra or not and, to resolve cost aspects of any matter pertaining to this contract. | CONT | 0 |  |  |  |  | 09/10/2024 04:41:28
238 | 10695 | 1 | 1 | 22 |  |  |  | Fluctuations in costs All fluctuations in costs, with the exception of fluctuations in the rate of Value Added Tax, shall be for the account of the contractor [26.9.5] | CONT | 0 |  |  |  |  | 06/06/2024 06:29:44
239 | 10701 | 1 | 1 | 22 |  |  |  | Cost of claims All costs incurred by the contractor in the preparation of claims shall be borne by the contractor. This provision shall not preclude an adjudicator or an arbitrator appointed in terms of this agreement [30.6 & 7] from making a determination on costs | CONT | 0 |  |  |  |  | 06/06/2024 06:29:44
240 | 10702 | 1 | 1 | 23 |  |  |  | Claims from subcontractors The contractor shall review, assess and adjudicate any claims received by him from any subcontractor and thereafter submit same to the principal agent with a recommendation in order to assist the principal agent in adjudicating the claim [26.6] | CONT | 0 |  |  |  |  | 06/06/2024 06:29:44
241 | 10703 | 1 | 1 | 23 |  |  |  | F:............................. V:............................ T:............................ | Item | 1 |  |  |  |  | 06/06/2024 06:29:44
242 | 10704 | 1 | 1 | 23 | 67 | 4.27 |  | Clause 27.0 - Recovery of expense and/or loss F:............................. V:............................ T:............................ | Item | 1 |  |  |  |  | 06/06/2024 06:29:44
243 | 10705 | 1 | 1 | 23 |  | 5 |  | Suspension and termination (A28 - A29) | H3 | 0 |  |  |  |  | 06/06/2024 06:29:44
244 | 10706 | 1 | 1 | 23 | 68 | 4.28 |  | Clause 28.0 - Suspension by the contractor | CONT | 0 |  |  |  |  | 06/06/2024 06:29:44
245 | 10707 | 1 | 1 | 23 |  |  |  | F:............................. V:............................ T:............................ | Item | 1 |  |  |  |  | 06/06/2024 06:29:44
246 | 10708 | 1 | 1 | 23 | 69 | 4.29 |  | Clause 29.0 - Termination | CONT | 0 |  |  |  |  | 06/06/2024 06:29:44
247 | 10709 | 1 | 1 | 23 |  |  |  | F:............................. V:............................ T:............................ | Item | 1 |  |  |  |  | 06/06/2024 06:29:44
248 | 10710 | 1 | 1 | 23 |  | 6 |  | Dispute resolution (A30) | H3 | 0 |  |  |  |  | 06/06/2024 06:29:44
249 | 10711 | 1 | 1 | 23 | 70 | 4.30 |  | Clause 30.0 - Dispute resolution F:............................. V:............................ T:............................ | Item | 1 |  |  |  |  | 06/06/2024 06:29:44
250 | 10712 | 1 | 1 | 23 | 71 | 6 |  | Agreement | CONT | 0 |  |  |  |  | 06/06/2024 06:29:45
251 | 10713 | 1 | 1 | 23 |  |  |  | The required information of the parties and the amount of the contract sum shall be inserted in the agreement for signature of the agreement by the parties F:............................. V:............................ T:............................ | Item | 1 |  |  |  |  | 06/06/2024 06:29:45
252 | 10714 | 1 | 1 | 23 | 72 | 6 |  | Contract data | CONT | 0 |  |  |  |  | 06/06/2024 06:29:45
253 | 10717 | 1 | 1 | 23 |  |  |  | Tenderer's selections | CONT | 0 |  |  |  |  | 06/06/2024 06:29:45
254 | 10718 | 1 | 1 | 23 |  |  |  | Before submission of his tender the contractor is to complete the tenderer's selections in the contract data | CONT | 0 |  |  |  |  | 06/06/2024 06:29:45
255 | 10720 | 1 | 1 | 24 |  |  |  | F:............................. V:............................ T:............................ | Item | 1 |  |  |  |  | 06/06/2024 06:29:45
256 | 10721 | 1 | 1 | 24 |  | 9 |  | SECTION B: GENERAL PRELIMINARIES | H2 | 0 |  |  |  |  | 06/06/2024 06:29:45
257 | 10724 | 1 | 1 | 24 |  | 9 |  | Definitions and interpretation (B1) | H3 | 0 |  |  |  |  | 06/06/2024 06:29:45
258 | 10725 | 1 | 1 | 24 | 73 | 9.45 |  | Clause 1.1 - Definitions F:............................. V:............................ T:............................ | Item | 1 |  |  |  |  | 06/06/2024 06:29:45
259 | 10726 | 1 | 1 | 24 | 74 | 9.45 |  | Clause 1.2 - Interpretation F:............................. V:............................ T:............................ | Item | 1 |  |  |  |  | 06/06/2024 06:29:45
260 | 10727 | 1 | 1 | 24 |  | 9 |  | Documents (B2) | H3 | 0 |  |  |  |  | 06/06/2024 06:29:45
261 | 11319 | 1 | 1 | 24 | 75 |  |  | Clause 2.1 - Checking of documents | CONT | 0 |  |  |  |  | 09/10/2024 04:43:52
262 | 11320 | 1 | 1 | 24 | 76 |  |  | Sub-clause 2.1 refers – the following is to be added after the words “written directive”: The items in these Bills of Quantities are to be read and priced in conjunction with, and the descriptions regarded as amplified by the General Preambles for Trades 2017 as recommended and published by the Association of South African Quantity Surveyors, 2017 edition, and no claim arising from brevity of description of items fully described in the said General Preambles for Trades 2017 and Supplementary documentation will be entertained. Notwithstanding the issue of the tender drawings, it will remain the responsibility of the Tenderer to study all available drawings at the offices of the Principal Agent during normal working hours in order to acquaint himself with all the cost implications of the design, programming, phasing, etc. | CONT | 0 |  |  |  |  | 09/10/2024 04:44:18
263 | 10728 | 1 | 1 | 24 | 77 | 9.46 |  | F:............................. V:............................ T:............................ | Item | 1 |  |  |  |  | 09/10/2024 04:43:44
264 | 10729 | 1 | 1 | 24 | 78 | 9.47 |  | Clause 2.2 - Provisional bills of quantities | CONT | 0 |  |  |  |  | 06/06/2024 06:29:45
265 | 10731 | 1 | 1 | 24 |  |  |  | The quantities in provisional bills of quantities are an indication of the works to be executed and are subject to remeasurement | CONT | 0 |  |  |  |  | 20/09/2024 11:34:51
266 | 10732 | 1 | 1 | 25 |  |  |  | Multiple procurementThese bills of quantities are in multiple procurement format ie the "wet trades" - earthworks, concrete, formwork and reinforcement, precast concrete, masonry, waterproofing and sub-surface drainage - are provisionally measured and the subsequent trades are budgetary allowances and/or provisional sums F:............................. V:............................ T:............................ | Item | 1 |  |  |  |  | 06/06/2024 06:29:45
267 | 10733 | 1 | 1 | 25 | 79 | 9.48 |  | Clause 2.3 - Availability of construction information | CONT | 0 |  |  |  |  | 06/06/2024 06:29:45
268 | 10734 | 1 | 1 | 25 |  |  |  | F:............................. V:............................ T:............................ | Item | 1 |  |  |  |  | 06/06/2024 06:29:45
269 | 10735 | 1 | 1 | 25 | 80 | 9.48 |  | Clause 2.4 - Ordering of materials and goods F:............................. V:............................ T:............................ | Item | 1 |  |  |  |  | 06/06/2024 06:29:45
270 | 10736 | 1 | 1 | 25 |  | 10 |  | Previous work and adjoining properties (B3) | H3 | 0 |  |  |  |  | 06/06/2024 06:29:45
271 | 10737 | 1 | 1 | 25 | 81 |  |  | Clause 3.1 - Previous work - dimensional accuracy F:............................. V:............................ T:............................ | Item | 1 |  |  |  |  | 06/06/2024 06:29:45
272 | 10738 | 1 | 1 | 25 | 82 |  |  | Clause 3.2 - Previous work - defects F:............................. V:............................ T:............................ | Item | 1 |  |  |  |  | 06/06/2024 06:29:45
273 | 10739 | 1 | 1 | 25 | 83 |  |  | Clause 3.3 - Inspection of adjoining properties F:............................. V:............................ T:............................ | Item | 1 |  |  |  |  | 06/06/2024 06:29:45
274 | 10740 | 1 | 1 | 25 |  | 11 |  | The site (B4) | H3 | 0 |  |  |  |  | 06/06/2024 06:29:45
275 | 10741 | 1 | 1 | 25 | 84 | 11.70 |  | Clause 4.1 - Handover of site in stages F:............................. V:............................ T:............................ | Item | 1 |  |  |  |  | 06/06/2024 06:29:45
276 | 10742 | 1 | 1 | 25 | 85 | 11.71 |  | Clause 4.2 - Enclosure of the works | Item | 1 |  |  |  |  | 06/06/2024 06:29:45
277 | 10744 | 1 | 1 | 25 |  |  |  | Describe any specific hoarding requirements, other than already described in clause 4.2 or in the contract data | CONT | 0 |  |  |  |  | 06/06/2024 06:29:45
278 | 10745 | 1 | 1 | 25 |  |  |  | F:............................. V:............................ T:............................ | CONT | 0 |  |  |  |  | 06/06/2024 06:29:45
279 | 10746 | 1 | 1 | 26 | 86 |  |  | Clause 4.3 - Geotechnical and other investigations F:............................. V:............................ T:............................ | Item | 1 |  |  |  |  | 06/06/2024 06:29:45
280 | 10747 | 1 | 1 | 26 | 87 | 11.70 |  | Clause 4.4 - Encroachments F:............................. V:............................ T:............................ | Item | 1 |  |  |  |  | 06/06/2024 06:29:45
281 | 10748 | 1 | 1 | 26 | 88 | 11.71 |  | Clause 4.5 - Existing premises occupied F:............................. V:............................ T:............................ | Item | 1 |  |  |  |  | 06/06/2024 06:29:45
282 | 10749 | 1 | 1 | 26 | 89 | 11.72 |  | Clause 4.6 - Services - known F:............................. V:............................ T:............................ | Item | 1 |  |  |  |  | 06/06/2024 06:29:45
283 | 10750 | 1 | 1 | 26 |  | 12 |  | Management of contract (B5) | H3 | 0 |  |  |  |  | 06/06/2024 06:29:45
284 | 11322 | 1 | 1 | 26 | 90 |  |  | Clause 5.1 - Management of the works | CONT | 0 |  |  |  |  | 09/10/2024 04:45:28
285 | 11321 | 1 | 1 | 26 | 91 |  |  | Clause 5 has been amended to include the following new sub-clause: Sub-clause 5.4 - Daily records - The contractor shall keep daily records of people and equipment employed as well as a site diary in respect of work performed on the site. At the end of each week the contractor shall provide the Principal Agent with a written record, in schedule form, reflecting the number and description of tradesmen and labourers employed by him and all sub-contractors on the works each day. At the end of each week the contractor shall provide the Principal Agent with a written record, in schedule form, reflecting the number, type and capacity of all plant, excluding hand tools, currently used on the works. | CONT | 0 |  |  |  |  | 09/10/2024 04:45:06
286 | 10751 | 1 | 1 | 26 | 92 | 12.73 |  | F:............................. V:............................ T:............................ | Item | 1 |  |  |  |  | 09/10/2024 04:45:42
287 | 10752 | 1 | 1 | 26 | 93 | 12.76 |  | Clause 5.2 - Progress meetings F:............................. V:............................ T:............................ | Item | 1 |  |  |  |  | 06/06/2024 06:29:45
288 | 10753 | 1 | 1 | 26 | 94 | 12.79 |  | Clause 5.3 - Technical meetings F:............................. V:............................ T:............................ | Item | 1 |  |  |  |  | 06/06/2024 06:29:46
289 | 10754 | 1 | 1 | 27 |  | 11 |  | Samples, shop drawings and manufacturer's instructions (B6) | H3 | 0 |  |  |  |  | 06/06/2024 06:29:46
290 | 10755 | 1 | 1 | 27 | 95 | 11.69 |  | Clause 6.1 - Samples of materials F:............................. V:............................ T:........................... | Item | 1 |  |  |  |  | 06/06/2024 06:29:46
291 | 11324 | 1 | 1 | 27 | 96 |  |  | Clause 6.2 - Workmanship samples | CONT | 0 |  |  |  |  | 09/10/2024 04:46:30
292 | 11323 | 1 | 1 | 27 | 97 |  |  | Sub-clause 6.2 has been amended to include the following: The contractor shall provide a mock-up of all finished surfaces prior to commencement of the relevant work. The contractor shall only be permitted to commence with the relevant scope of work, on approval of the mock-up by the Principal Agent or its designated representative. | CONT | 0 |  |  |  |  | 09/10/2024 04:46:12
293 | 10756 | 1 | 1 | 27 | 98 | 11.70 |  | F:............................. V:............................ T:............................ | Item | 1 |  |  |  |  | 09/10/2024 04:46:24
294 | 11327 | 1 | 1 | 27 | 99 |  |  | Clause 6.3 - Shop drawings | CONT | 0 |  |  |  |  | 09/10/2024 04:48:51
295 | 11325 | 1 | 1 | 27 | 100 |  |  | Sub-clause 6.3 refers – the following is to be added after the words 'and/or approval':Shop drawings shall be submitted to the principal agents for approval at least ten (10) working days weeks prior to the date on which such approval is required in order to comply with the programme. All submissions shall be prepared in accordance with the contract drawings and specifications and/or any Principal Agents instructions and any deviation shall be specifically highlighted in writing, with a detailed explanation of the reason for such deviation, together with any cost and/or time implications. Delays in approval of shop drawings due to non-compliance with drawings, specifications and/or Principal Agent’s instruction shall not constitute grounds for any claims for delay, extension of time and the like. The contractor shall be responsible for ensuring that all dimensions affecting shop drawings conform to the dimensions of built work. Should the contractor, sub-contractor, supplier or manufacturer be of the opinion that corrections to shop drawings made by the Principal Agent, constitute a change to the scope of work, then he shall immediately advise the Principal Agent in writing of this, together with the cost and/or programme implications thereof, in order to obtain the Principal Agent's directive. | CONT | 0 |  |  |  |  | 09/10/2024 04:48:10
296 | 11326 | 1 | 1 | 27 | 101 |  |  | Sub-clause 6.3.1 has been amended as follows: Replace the words “two (2) copies” with “four (4) copies” under bullet point number 6. | CONT | 0 |  |  |  |  | 09/10/2024 04:49:02
297 | 10757 | 1 | 1 | 28 | 102 | 11.71 |  | F:............................. V:............................ T:............................ | Item | 1 |  |  |  |  | 09/10/2024 04:48:45
298 | 10758 | 1 | 1 | 28 | 103 | 11.72 |  | Clause 6.4 - Compliance with manufacturer's instructions F:............................. V:............................ T:............................ | Item | 1 |  |  |  |  | 06/06/2024 06:29:46
299 | 10759 | 1 | 1 | 28 |  | 12 |  | Deposits and fees (B7) | H3 | 0 |  |  |  |  | 06/06/2024 06:29:46
300 | 10760 | 1 | 1 | 28 | 104 | 12.73 |  | Clause 7.1 - Deposits and fees F:.......................... V:........................... T:......................... | Item | 1 |  |  |  |  | 06/06/2024 06:29:46
301 | 10761 | 1 | 1 | 28 |  | 12 |  | Temporary services (B8) | H3 | 0 |  |  |  |  | 06/06/2024 06:29:46
302 | 10762 | 1 | 1 | 28 | 105 | 12.76 |  | Clause 8.1 - Water F:............................. V:............................ T:............................ | Item | 1 |  |  |  |  | 06/06/2024 06:29:46
303 | 10763 | 1 | 1 | 28 | 106 | 12.77 |  | Clause 8.2 - Electricity F:............................. V:............................ T:............................ | Item | 1 |  |  |  |  | 06/06/2024 06:29:46
304 | 10764 | 1 | 1 | 28 | 107 | 12.79 |  | Clause 8.3 - Ablution and welfare facilities F:............................. V:............................ T:............................ | Item | 1 |  |  |  |  | 06/06/2024 06:29:46
305 | 10765 | 1 | 1 | 28 | 108 | 12.78 |  | Clause 8.4 - Communication facilities F:............................. V:............................ T:............................ | Item | 1 |  |  |  |  | 06/06/2024 06:29:46
306 | 10766 | 1 | 1 | 28 |  | 12 |  | Prime cost amounts (B9) | H3 | 0 |  |  |  |  | 06/06/2024 06:29:46
307 | 10767 | 1 | 1 | 28 | 109 | 12.82 |  | Clause 9.1 - Responsibility for prime cost amounts | CONT | 0 |  |  |  |  | 06/06/2024 06:29:46
308 | 11240 | 1 | 1 | 28 | 110 |  |  | F:............................. V:............................ T:............................ | CONT | 0 |  |  |  |  | 20/09/2024 08:47:47
309 | 10771 | 1 | 1 | 29 |  | 13 |  | Attendance on subcontractors (B10) | H3 | 0 |  |  |  |  | 06/06/2024 06:29:46
310 | 10772 | 1 | 1 | 29 | 111 | 12.78 |  | Clause 10.1 - General attendance General attendance is defined as being the duties of the contractor in terms of clause 12.2 of the JBCC n/s subcontract agreement F:............................. V:............................ T:............................ | Item | 1 |  |  |  |  | 12/11/2024 09:13:35
311 | 10773 | 1 | 1 | 29 | 112 |  |  | Clause 10.2 - Special attendance | CONT | 0 |  |  |  |  | 06/06/2024 06:29:46
312 | 11328 | 1 | 1 | 29 | 113 |  |  | Sub-clause 10.2 has been amended to include the following: The Tenderer shall examine all drawings and information pertaining to the works as a whole and shall provide all necessary special attendance resources required for the due and proper execution and completion of all sub-contract works. | CONT | 0 |  |  |  |  | 09/10/2024 04:49:15
313 | 11241 | 1 | 1 | 29 |  |  |  | F:............................. V:............................ T:............................ | Item | 1 |  |  |  |  | 09/10/2024 04:49:29
314 | 10777 | 1 | 1 | 29 |  | 13 |  | General (B11) | H3 | 0 |  |  |  |  | 06/06/2024 06:29:46
315 | 10778 | 1 | 1 | 29 | 114 | 13.88 |  | Clause 11.1 - Protection of the works F:............................. V:............................ T:............................ | Item | 1 |  |  |  |  | 06/06/2024 06:29:46
316 | 10779 | 1 | 1 | 29 | 115 | 13.89 |  | Clause 11.2 - Protection/isolation of existing works and works occupied in sections F:............................. V:............................ T:............................ | Item | 1 |  |  |  |  | 06/06/2024 06:29:46
317 | 10780 | 1 | 1 | 29 | 116 |  |  | Clause 11.3 - Security of the works F:............................. V:............................ T:............................ | Item | 1 |  |  |  |  | 06/06/2024 06:29:46
318 | 10781 | 1 | 1 | 29 | 117 |  |  | Clause 11.4 - Notice before covering work F:............................. V:............................ T:............................ | Item | 1 |  |  |  |  | 06/06/2024 06:29:46
319 | 10782 | 1 | 1 | 29 | 118 |  |  | Clause 11.5 - Disturbance | CONT | 0 |  |  |  |  | 06/06/2024 06:29:46
320 | 10785 | 1 | 1 | 30 |  |  |  | Disturbance All demolition work including removal thereof to dispatch areas as well as other works that will cause excessive noise, dust and odour shall only take place after hours between 18h00 and 06h00. Any delays, stoppages and the like arising from or in order to comply with the above will not constitute grounds for an adjustment to the construction period or contract value whatsoeverF:........................ V:.........................T:......................... | Item | 1 |  |  |  |  | 20/09/2024 11:36:57
321 | 10786 | 1 | 1 | 30 | 119 |  |  | Clause 11.6 - Environmental disturbance | CONT | 0 |  |  |  |  | 06/06/2024 06:29:46
322 | 10787 | 1 | 1 | 30 |  |  |  | Controlling all forms of pollution The contractor shall be responsible for and take all precautions in controlling by whatever means necessary all forms of pollution emanating from the site during the construction period due inter alia to noise, artificial light, wind-blown sand, dust, deposits of mud, etc | CONT | 0 |  |  |  |  | 06/06/2024 06:29:46
323 | 10788 | 1 | 1 | 30 |  |  |  | The contractor is to ensure that all roads which border the site and are used by the contractor during the execution of the works are kept clean and free of any dirt or debris caused by the execution of the works | CONT | 0 |  |  |  |  | 20/09/2024 08:52:51
324 | 10792 | 1 | 1 | 30 | 120 |  |  | Clause 11.7 - Works cleaning and clearing F:............................. V:............................ T:............................ | Item | 1 |  |  |  |  | 06/06/2024 06:29:46
325 | 10793 | 1 | 1 | 30 | 121 |  |  | Clause 11.8 - Vermin F:............................. V:............................ T:............................ | Item | 1 |  |  |  |  | 06/06/2024 06:29:47
326 | 10794 | 1 | 1 | 30 | 122 |  |  | Clause 11.9 - Overhand work F:............................. V:............................ T:............................ | Item | 1 |  |  |  |  | 06/06/2024 06:29:47
327 | 10795 | 1 | 1 | 30 | 123 |  |  | Clause 11.10 - Tenant installations F:............................. V:............................ T:............................ | Item | 1 |  |  |  |  | 06/06/2024 06:29:47
328 | 10796 | 1 | 1 | 30 | 124 |  |  | Clause 11.11 - Advertising F:............................. V:............................ T:............................ | Item | 1 |  |  |  |  | 06/06/2024 06:29:47
329 | 10797 | 1 | 1 | 31 |  | 17 |  | SECTION C: SPECIFIC PRELIMINARIES | H2 | 0 |  |  |  |  | 06/06/2024 06:29:47
330 | 10801 | 1 | 1 | 31 | 125 |  |  | C.1 - Warranties for materials and workmanship Where warranties for materials and/or workmanship are called for, the contractor shall obtain a written warranty, addressed to the employer, from the entity supplying the materials and/or executing the work and shall deliver same to the principal agent on final completion of the contract | CONT | 0 |  |  |  |  | 20/09/2024 11:44:20
331 | 10802 | 1 | 1 | 31 |  |  |  | The warranty shall state that workmanship, materials and installation are warranted for a specific period from the date of practical completion and that any defects that may arise during the specified period shall be made good at the expense of the entity supplying the materials and/or doing the work, upon written notice to do so | CONT | 0 |  |  |  |  | 06/06/2024 06:29:47
332 | 10803 | 1 | 1 | 31 |  |  |  | The warranty will not be enforced if the work is damaged by defects in the execution of the works, in which case the responsibility for replacement shall rest entirely with the contractor F:............................. V:............................ T:............................ | Item | 1 |  |  |  |  | 06/06/2024 06:29:47
333 | 10804 | 1 | 1 | 31 | 126 |  |  | C.2 - Overtime Should overtime be required to be worked for any reason whatsoever, the cost of such overtime is to be borne by the contractor unless the principal agent has specifically authorised, prior to execution thereof, that costs for such overtime are to be borne by the employer F:........................ V:.........................T:......................... | Item | 1 |  |  |  |  | 20/09/2024 11:44:30
334 | 10805 | 1 | 1 | 31 | 127 |  |  | C.3 - Cooperation of the contractor for cost management It is specifically agreed that the contractor accepts the obligation of assisting the principal agent in implementing proper cost management. The contractor will be advised by the principal agent of all cost management procedures which will be implemented to ensure that the contract value does not exceed the budget F:........................ V:.........................T:......................... | Item | 1 |  |  |  |  | 20/09/2024 11:44:35
335 | 10806 | 1 | 1 | 32 | 128 |  |  | c.4 - Overloading The contractor shall take all necessary steps to ensure that no damage occurs due to overloading of any portion of the works or temporary works eg scaffolding, etc. The contractor shall submit details of his proposed loading, storage, plant erection, etc to the principal agent for approval prior to proceeding with such loading, storing or erecting and shall comply with and pay for the principal agent's requirements in connection with the provision of temporary support work, etc. Any damage caused to the works by overloading shall be made good by the contractor at his sole expense F:........................ V:.........................T:......................... | Item | 1 |  |  |  |  | 20/09/2024 11:44:40
336 | 10807 | 1 | 1 | 32 | 129 |  |  | C.5 - Propping of floors below The contractor is advised that propping of floors below is required during the installation of steel supports to replace load bearing brickwork. Temporary structural support may be required if contractor wishes to use any areas of completed suspended reinforced concrete slabs for storage of materials and goods and location of plant, scaffolding, etc. The location of these areas and any necessary propping shall be approved by the principal agent and the cost thereof shall be borne by the contractor F:........................ V:.........................T:......................... | Item | 1 |  |  |  |  | 20/09/2024 11:44:45
337 | 10808 | 1 | 1 | 32 | 130 |  |  | C.6 - Testing of flat roof waterproofing for watertightness Flat roof waterproof areas shall be flooded and kept "ponded" for at least forty eight (48) hours as a test to ensure the watertightness of the waterproofing and before any further construction work is carried out above the waterproofing F:........................ V:.........................T:......................... | Item | 1 |  |  |  |  | 20/09/2024 11:44:49
338 | 10810 | 1 | 1 | 32 | 131 |  |  | C.7 - Health and safety | CONT | 0 |  |  |  |  | 20/09/2024 11:45:28
339 | 10813 | 1 | 1 | 33 |  |  |  | Health and safety Without limiting the generality of the provisions of clause 2.0, the contractor's attention is drawn to the provisions of the Construction Regulations issued in terms of the Occupational Health and Safety Act, 1993 as amended. It is specifically stated that the employer shall prepare a documented health and safety specification for the works (refer to Annexure for a copy of the relevant specification) and that the employer shall ensure that the contractor has made provision for the cost of health and safety measures during the execution of the works. The contractor shall price opposite this item for compliance with the act and the regulations and the provisions of the aforementioned health and safety specification [2.1] |  | 0 |  |  |  |  | 20/09/2024 02:18:52
340 | 10814 | 1 | 1 | 33 |  |  |  | The contractor shall: 1. Comply with the health and safety specification for the works 2. Prepare and agree with the health and safety consultant the health and safety plan for the works 3. Cooperate with the health and safety consultant in all respects 4. Manage the compliance of all subcontractors with the regulations and with the health and safety plan and specification 5. Conform to the conditions contained in the employer's health and safety specification |  | 0 |  |  |  |  | 06/06/2024 06:29:47
341 | 10815 | 1 | 1 | 33 |  |  |  | F:............................. V:............................ T:............................ | Item | 1 |  |  |  |  | 06/06/2024 06:29:47
342 | 10816 | 1 | 1 | 33 | 132 |  |  | C.8 - Green star building certification User note Insert the provisions called for by the relevant green star consultant should it be a requirement that the project be submitted for green star certification F:........................ V:.........................T:......................... | Item | 1 |  |  |  |  | 20/09/2024 11:46:39
343 | 10817 | 1 | 1 | 33 | 133 |  |  | C.9 - Broad based black economic empowerment (BBBEE) Tenders submitted will be evaluated taking into account their empowerment rating The employer will be monitoring the broad based black economic empowerment (BBBEE) status of the contractor throughout the execution of the works | CONT | 0 |  |  |  |  | 20/09/2024 11:46:44
344 | 10818 | 1 | 1 | 34 |  |  |  | The contractor is to submit to the principal agent on an annual basis a schedule of spend, split into vendors engaged as subcontractors and suppliers indicating their BBBEE rating including proof of the said rating F:........................ V:.........................T:......................... | Item | 1 |  |  |  |  | 06/06/2024 06:29:47
345 | 10819 | 1 | 1 | 34 | 134 |  |  | C.10 - Advertising rights The employer may elect to contract with advertising agencies for the erection of advertising hoardings, banners, wraps or the like for the duration of the contract. The contractor shall not prevent such an arrangement and will assist in the facilitation of same. The position and type of advertising structure to be agreed with the principal agent so as not to hinder the contractor in meeting his obligations under this agreement F:........................ V:.........................T:......................... | Item | 1 |  |  |  |  | 20/09/2024 11:46:53
346 | 10820 | 1 | 1 | 34 | 135 |  |  | C.11 - Confidentiality The contractor undertakes to maintain in confidence any and all information regarding this project and shall obtain appropriate similar undertakings from all subcontractors and suppliers. Such information shall not be used in any way except in connection with the execution of the works No information regarding this project shall be published or disclosed without the prior written consent of the employer F:........................ V:.........................T:......................... | Item | 1 |  |  |  |  | 20/09/2024 11:46:58
347 | 10821 | 1 | 1 | 34 | 136 |  |  | C.12 - Media releases All rights of publication of articles in the media, together with any advertising relating thereto or in any way connected with this project, shall vest with the employer The contractor together with his subcontractors shall not, without the prior written consent of the employer, cause any statement or advertisement connected with this project to be printed, screened or aired by the media F:........................ V:.........................T:......................... | Item | 1 |  |  |  |  | 20/09/2024 11:47:05
348 | 11267 | 1 | 1 | 35 | 137 |  |  | C13 - Police Clearance All employees working on the site are to have valid police clearance certificates not older than 12 months. Tenderers are to ensure if police clearance lapses during contract duration, employees gets updated police clearance certificates. Employees with police clearance older than 12 months, will be denied access to site until updated police is furnished. | Item | 1 |  |  |  |  | 09/10/2024 04:49:41
349 | 10822 | 1 | 1 | 35 |  | 18 |  | SUMMARY OF CATEGORIES | H3 | 0 |  |  |  |  | 06/06/2024 06:29:47
350 | 10823 | 1 | 1 | 35 |  | 18 |  | Category : Fixed R........................................ Category : Value R........................................ Category : Time R........................................ |  | 0 |  |  |  |  | 06/06/2024 06:29:47
352 | 11436 | 1 | 2 | 38 |  |  |  | BILL NO 2 | H1 | 0 |  |  |  |  | 10/01/2025 04:57:05
353 | 11437 | 1 | 2 | 38 |  |  |  | HEALTH, SAFETY AND ENVIRONMENTAL | H1 | 0 |  |  |  |  | 10/01/2025 04:42:38
354 | 11438 | 1 | 2 | 38 |  |  |  | NOTE: The tenderer is referred to the relevant clauses in the separate document 'General Preambles for Trades 2017' and to the supplementary preambles which are incorporated at the front of these Bills of Quantities. |  | 0 |  |  |  |  | 10/01/2025 04:42:38
355 | 11439 | 1 | 2 | 38 |  |  |  | SUPPLEMENTARY PREAMBLES | H2 | 0 |  |  |  |  | 10/01/2025 04:42:38
356 | 11440 | 1 | 2 | 38 |  |  |  | General | H3 | 0 |  |  |  |  | 10/01/2025 04:42:38
357 | 11441 | 1 | 2 | 38 |  |  |  | Prior to pricing the principal contractor must familiarize him/herself with the Occupational Health and Safety Act and Regulations (Act 85 of 1993), read in conjunction with the Construction Regulations 2014, other relevant Regulations, the Disaster Management Act, (57 OF 2002) read with COVID-19 Regulations. It is imperative for the Contractor to familiarize him/herself with the Client’s project specific requirements defined in the Occupational Health and Safety Specifications herein attached as Annexure A. |  | 0 |  |  |  |  | 10/01/2025 04:42:38
358 | 11442 | 1 | 2 | 38 |  |  | 1 | Personal Protective Equipment: | H3 | 0 |  |  |  |  | 10/01/2025 04:42:38
359 | 11443 | 1 | 2 | 38 | 1 |  |  | Overalls. | Item | 1 |  |  |  |  | 10/01/2025 04:43:50
360 | 11444 | 1 | 2 | 38 | 2 |  |  | Hard hats and safety glasses. | Item | 1 |  |  |  |  | 10/01/2025 04:42:38
361 | 11445 | 1 | 2 | 38 | 3 |  |  | Safety boots/shoes. | Item | 1 |  |  |  |  | 10/01/2025 04:42:39
362 | 11446 | 1 | 2 | 38 | 4 |  |  | Visors / gloves. | Item | 1 |  |  |  |  | 10/01/2025 04:42:39
363 | 11447 | 1 | 2 | 38 | 5 |  |  | Respiratory Equipment. | Item | 1 |  |  |  |  | 10/01/2025 04:42:39
364 | 11448 | 1 | 2 | 38 | 6 |  |  | Noise Protection (Ear Plug/ Muffs etc.). | Item | 1 |  |  |  |  | 10/01/2025 04:42:39
365 | 11449 | 1 | 2 | 39 | 7 |  |  | Reflective Vests. | Item | 1 |  |  |  |  | 10/01/2025 04:42:39
366 | 11450 | 1 | 2 | 39 |  |  | 2 | Fire Fighting: | H3 | 0 |  |  |  |  | 10/01/2025 04:42:39
367 | 11451 | 1 | 2 | 39 | 8 |  |  | Fire extinguishers. | Item | 1 |  |  |  |  | 10/01/2025 04:42:39
368 | 11452 | 1 | 2 | 39 | 9 |  |  | Training. | Item | 1 |  |  |  |  | 10/01/2025 04:42:39
369 | 11453 | 1 | 2 | 39 | 10 |  |  | Surveys. | Item | 1 |  |  |  |  | 10/01/2025 04:42:39
370 | 11454 | 1 | 2 | 39 | 11 |  |  | Other. | Item | 1 |  |  |  |  | 10/01/2025 04:42:39
371 | 11455 | 1 | 2 | 39 |  |  | 3 | Health and Safety Personnel: | H3 | 0 |  |  |  |  | 10/01/2025 04:42:39
372 | 11456 | 1 | 2 | 39 | 12 |  |  | SACPCMP Safety Manager / SACPCMP Safety Officer. | Item | 1 |  |  |  |  | 10/01/2025 04:46:04
373 | 11458 | 1 | 2 | 39 | 13 |  |  | Full time Safety Representatives if required. | Item | 1 |  |  |  |  | 10/01/2025 04:42:39
374 | 11459 | 1 | 2 | 39 | 14 |  |  | Fire Watchers. | Item | 1 |  |  |  |  | 10/01/2025 04:42:39
375 | 11460 | 1 | 2 | 39 | 15 |  |  | First aiders. | Item | 1 |  |  |  |  | 10/01/2025 04:42:39
376 | 11510 | 1 | 2 | 39 | 16 |  |  | External Auditors Cost. | Item | 1 |  |  |  |  | 10/01/2025 04:46:28
377 | 11461 | 1 | 2 | 39 |  |  | 4 | Facilities: | H3 | 0 |  |  |  |  | 10/01/2025 04:42:39
378 | 11462 | 1 | 2 | 39 | 17 |  |  | Provision of ablution facilities. | Item | 1 |  |  |  |  | 10/01/2025 04:42:39
379 | 11463 | 1 | 2 | 39 | 18 |  |  | Service and maintenance of ablution facilities. | Item | 1 |  |  |  |  | 10/01/2025 04:42:39
380 | 11464 | 1 | 2 | 39 | 19 |  |  | Provision of eating areas. | Item | 1 |  |  |  |  | 10/01/2025 04:42:39
381 | 11465 | 1 | 2 | 39 | 20 |  |  | Cleaning of lay down and other storage areas. | Item | 1 |  |  |  |  | 10/01/2025 04:42:39
382 | 11467 | 1 | 2 | 39 |  |  | 5 | Fall Prevention and Protection: | H3 | 0 |  |  |  |  | 10/01/2025 04:42:39
383 | 11468 | 1 | 2 | 39 | 21 |  |  | Safety harnesses with double lanyards. | Item | 1 |  |  |  |  | 10/01/2025 04:42:39
384 | 11469 | 1 | 2 | 39 | 22 |  |  | Lanyard extenders. | Item | 1 |  |  |  |  | 10/01/2025 04:42:39
385 | 11470 | 1 | 2 | 39 | 23 |  |  | Scaffold hooks. | Item | 1 |  |  |  |  | 10/01/2025 04:42:39
386 | 11471 | 1 | 2 | 40 | 24 |  |  | Lifelines and vertical fall arrest systems. | Item | 1 |  |  |  |  | 10/01/2025 04:42:39
387 | 11511 | 1 | 2 | 40 | 25 |  |  | Scaffolding – material, erection and inspection. | Item | 1 |  |  |  |  | 10/01/2025 04:47:56
388 | 11512 | 1 | 2 | 40 | 26 |  |  | Temporary hand railing material and kick boards. | Item | 1 |  |  |  |  | 10/01/2025 04:48:16
389 | 11474 | 1 | 2 | 40 |  |  | 6 | Lifting Machinery and Equipment: | H3 | 0 |  |  |  |  | 10/01/2025 04:42:39
390 | 11475 | 1 | 2 | 40 | 27 |  |  | Annual inspections and load testing as per legal requirement. | Item | 1 |  |  |  |  | 10/01/2025 04:42:39
391 | 11476 | 1 | 2 | 40 | 28 |  |  | Certification of all lifting gear during the course of the project. | Item | 1 |  |  |  |  | 10/01/2025 04:42:39
392 | 11477 | 1 | 2 | 40 | 29 |  |  | Third party inspections. | Item | 1 |  |  |  |  | 10/01/2025 04:42:39
393 | 11478 | 1 | 2 | 40 |  |  | 7 | Insurances: | H3 | 0 |  |  |  |  | 10/01/2025 04:42:39
394 | 11479 | 1 | 2 | 40 | 30 |  |  | COIDA cover for the project. | Item | 1 |  |  |  |  | 10/01/2025 04:42:39
395 | 11480 | 1 | 2 | 40 | 31 |  |  | Liability insurances. | Item | 1 |  |  |  |  | 10/01/2025 04:42:39
396 | 11481 | 1 | 2 | 40 |  |  | 8 | First Aid: | H3 | 0 |  |  |  |  | 10/01/2025 04:42:39
397 | 11482 | 1 | 2 | 40 | 32 |  |  | First aid boxes. | Item | 1 |  |  |  |  | 10/01/2025 04:42:39
398 | 11483 | 1 | 2 | 40 | 33 |  |  | Rescue equipment and stretchers. | Item | 1 |  |  |  |  | 10/01/2025 04:42:39
399 | 11484 | 1 | 2 | 40 | 34 |  |  | Replenishment of boxes and other supplies. | Item | 1 |  |  |  |  | 10/01/2025 04:42:40
400 | 11485 | 1 | 2 | 40 | 35 |  |  | Other. | Item | 1 |  |  |  |  | 10/01/2025 04:42:40
401 | 11486 | 1 | 2 | 40 |  |  | 9 | Training: | H3 | 0 |  |  |  |  | 10/01/2025 04:42:40
402 | 11487 | 1 | 2 | 40 | 36 |  |  | Health and Safety representatives. | Item | 1 |  |  |  |  | 10/01/2025 04:42:40
403 | 11488 | 1 | 2 | 40 | 37 |  |  | H&S Supervisory training. | Item | 1 |  |  |  |  | 10/01/2025 04:42:40
404 | 11489 | 1 | 2 | 40 | 38 |  |  | First aid training. | Item | 1 |  |  |  |  | 10/01/2025 04:42:40
405 | 11490 | 1 | 2 | 40 | 39 |  |  | Fire fighting training. | Item | 1 |  |  |  |  | 10/01/2025 04:42:40
406 | 11491 | 1 | 2 | 41 | 40 |  |  | Legal liability training. | Item | 1 |  |  |  |  | 10/01/2025 04:42:40
407 | 11492 | 1 | 2 | 41 | 41 |  |  | Risk assessment training. | Item | 1 |  |  |  |  | 10/01/2025 04:42:40
408 | 11493 | 1 | 2 | 41 | 42 |  |  | ORHVS / High Voltage Training. | Item | 1 |  |  |  |  | 10/01/2025 04:42:40
409 | 11494 | 1 | 2 | 41 | 43 |  |  | Crane Operator. | Item | 1 |  |  |  |  | 10/01/2025 04:42:40
410 | 11495 | 1 | 2 | 41 | 44 |  |  | Rigger. | Item | 1 |  |  |  |  | 10/01/2025 04:42:40
411 | 11496 | 1 | 2 | 41 |  |  | 10 | Signage: | H3 | 0 |  |  |  |  | 10/01/2025 04:42:40
412 | 11497 | 1 | 2 | 41 | 45 |  |  | All signage as required by law: regulatory, warning and information. | Item | 1 |  |  |  |  | 10/01/2025 04:42:40
413 | 11498 | 1 | 2 | 41 | 46 |  |  | Posters for awareness. | Item | 1 |  |  |  |  | 10/01/2025 04:42:40
414 | 11499 | 1 | 2 | 41 | 47 |  |  | Barricading and hoarding for fall arrest, SANS approved safety netting (orange colour with minimum of 1,2 meters high). | Item | 1 |  |  |  |  | 10/01/2025 04:42:40
415 | 11500 | 1 | 2 | 41 |  |  | 11 | Electrical: | H3 | 0 |  |  |  |  | 10/01/2025 04:42:40
416 | 11501 | 1 | 2 | 41 | 48 |  |  | Locks required for lockouts. | Item | 1 |  |  |  |  | 10/01/2025 04:42:40
417 | 11502 | 1 | 2 | 41 | 49 |  |  | Tags. | Item | 1 |  |  |  |  | 10/01/2025 04:42:40
418 | 11503 | 1 | 2 | 41 | 50 |  |  | Permit books. | Item | 1 |  |  |  |  | 10/01/2025 04:42:40
419 | 11504 | 1 | 2 | 41 | 51 |  |  | Callipers. | Item | 1 |  |  |  |  | 10/01/2025 04:42:40
420 | 11505 | 1 | 2 | 41 | 52 |  |  | Key safes. | Item | 1 |  |  |  |  | 10/01/2025 04:42:40
421 | 11506 | 1 | 2 | 41 |  |  | 12 | Medical Examinations: | H3 | 0 |  |  |  |  | 10/01/2025 04:42:40
422 | 11507 | 1 | 2 | 41 | 53 |  |  | Pre, periodic and Exit assessment by the OMP/OHNP. | Item | 1 |  |  |  |  | 10/01/2025 04:42:40
423 | 11508 | 1 | 2 | 42 |  |  |  | Other Items Not Listed Above to Comply with OHS Requirements: | H3 | 0 |  |  |  |  | 10/01/2025 04:42:40
424 | 11509 | 1 | 2 | 42 | 54 |  |  | Any other items required for the successful completion of the work but not included in this bill of quantities. | Item | 1 |  |  |  |  | 10/01/2025 04:42:40
426 | 9175 | 1 | 3 | 44 |  | 1 |  | BILL NO. 3 | H1 | 0 |  |  |  |  | 10/01/2025 04:57:00
427 | 9176 | 1 | 3 | 44 |  | 1 |  | ALTERATIONS | H1 | 0 |  |  |  |  | 07/06/2024 05:13:37
428 | 9177 | 1 | 3 | 44 |  | 1 |  | NOTE: Tenderers are advised to study the preambles before pricing this bill. |  | 0 |  |  |  |  | 09/02/2017 03:49:11
429 | 9178 | 1 | 3 | 44 |  | 1 |  | GENERALLY | H2 | 0 |  |  |  |  | 09/02/2017 03:49:11
430 | 10931 | 1 | 3 | 44 |  |  |  | View site | H4 | 0 |  |  |  |  | 16/06/2024 11:33:13
431 | 10932 | 1 | 3 | 44 |  |  |  | Before submitting his tender the contractor shall visit the site and satisfy himself as to the nature and extent of the work to be done and the value of the materials contained in the buildings or portions of the buildings to be demolished. No claim for any variations of the contract sum in respect of the nature and extent of the work or of inferior or damaged materials will be entertained |  | 0 |  |  |  |  | 16/06/2024 11:33:13
432 | 10933 | 1 | 3 | 44 |  |  |  | General | H4 | 0 |  |  |  |  | 16/06/2024 11:33:21
433 | 9179 | 1 | 3 | 44 |  | 1.1 |  | The electric light and power, air conditioning, fire reticulation and telephone systems and fittings shall not be disconnected or disturbed in any way by the Contractor unless instructed by the Project Manager who will make the necessary arrangements for the removal, alterations, etc thereto. The Contractor shall be liable for any damage to this work and shall make same good at his own expense. |  | 0 |  |  |  |  | 16/06/2024 11:26:11
434 | 9180 | 1 | 3 | 44 |  | 1.2 |  | The removal of and alterations to the electrical reticulation installations shall be executed by selected sub-contractors (as elsewhere provided) and the Contractor shall be responsible for the co-ordination of such work with his own. |  | 0 |  |  |  |  | 16/06/2024 11:26:16
435 | 9181 | 1 | 3 | 45 |  | 1.3 |  | Any water supply piping or other piping that might be encountered and found necessary to disconnect or cut off and any new connections that may be necessary are to be made with proper fittings to the satisfaction of the Project Manager. No disconnections, etc are to be made without prior consultation with the Architect. |  | 0 |  |  |  |  | 16/06/2024 11:26:21
436 | 9182 | 1 | 3 | 45 |  | 1.4 |  | In taking down and removing existing work the utmost care shall be observed to avoid any structural or other damage to the remaining portions of the building. The Contractor shall cover up and protect from injury all work not removed and shall make good at his own expense any damage that may occur. |  | 0 |  |  |  |  | 16/06/2024 11:26:27
437 | 9183 | 1 | 3 | 45 |  | 1.5 |  | Prices for the demolition of any portion of the structure shall include for its demolition complete with all surface finishes such as plaster, screeds, etc, all attached items of joinery such as skirtings, etc and all reinforcement, conduit, pipes, lintels, etc built into that portion of the structure and the removal from site thereof. |  | 0 |  |  |  |  | 16/06/2024 11:26:32
438 | 9184 | 1 | 3 | 45 |  | 1.6 |  | Prices for the removal of doors and frames shall include for the removal of fanlights, ironmongery, architraves and other associated trim. |  | 0 |  |  |  |  | 16/06/2024 11:26:38
439 | 9185 | 1 | 3 | 45 |  | 2.7 |  | Prices for the removal of windows shall include for the removal of glass, louvers, etc. attached to the windows. |  | 0 |  |  |  |  | 16/06/2024 11:26:42
440 | 9186 | 1 | 3 | 45 |  | 2.8 |  | The Contractor is advised to take all dimensions affecting the existing building on the site as he will be held solely responsible for all new work being of the correct size. |  | 0 |  |  |  |  | 16/06/2024 11:26:47
441 | 9187 | 1 | 3 | 46 |  | 2.9 |  | All sizes for building up or forming openings are net and the Contractor must allow in his prices for extra labour and material, cutting and bonding new to existing brickwork, building square jambs, building cavities solid and removing old sills as necessary, and for making good junction of new plaster with old including all extra patching to work disturbed beyond the net size of the openings, which are to be formed or built up. |  | 0 |  |  |  |  | 16/06/2024 11:26:52
442 | 9188 | 1 | 3 | 46 |  | 2.10 |  | All materials and workmanship in building up, making good etc., are to match existing and where new materials abut existing, they are to be neatly joined to same. |  | 0 |  |  |  |  | 16/06/2024 11:26:56
443 | 9189 | 1 | 3 | 46 |  | 2.11 |  | The contractor is advised to visit the site to acquaint himself with the types of construction and finishes so that he may price "to match existing" items where called for. |  | 0 |  |  |  |  | 16/06/2024 11:27:01
444 | 9190 | 1 | 3 | 46 |  | 2.12 |  | "Making good" existing work where disturbed or damaged shall mean the provision of the necessary new material to match existing and the necessary workmanship so that a complete and perfect restoration is achieved to the satisfaction of the Architect. |  | 0 |  |  |  |  | 16/06/2024 11:27:07
445 | 9191 | 1 | 3 | 46 |  | 2.13 |  | "Making good" where abutting walls etc. are removed shall mean the provision of the necessary material and workmanship in filling the gaps to match surrounding finishes so that a complete and perfect surface, is obtained to the satisfaction of the Architect. |  | 0 |  |  |  |  | 16/06/2024 11:27:13
446 | 9192 | 1 | 3 | 46 |  | 2.14 |  | The rates for "taking out", "taking down" of windows, doors etc., from brickwork to remain are to include for making good all work disturbed to match surrounding finishes. |  | 0 |  |  |  |  | 16/06/2024 11:27:18
447 | 9193 | 1 | 3 | 47 |  | 2.15 |  | The Contractor shall provide, erect, maintain and afterwards remove all tarpaulins, fans, weatherproof and dustproof screens and drop sheets or other methods of protection as directed or as may be necessary or as may be required by the Authorities to properly protect from damage to the Works, materials and property, whether of the Employer, other owners or the general public, and secure the safety and freedom from injury of all persons. The Contractor is to allow in his prices for taking all precautions necessary to prevent any nuisance from dust whilst carrying out the Works. |  | 0 |  |  |  |  | 16/06/2024 11:27:22
448 | 9194 | 1 | 3 | 47 |  | 3.16 |  | A total credit for the values of the materials removed from the demolitions is to be entered at the end of the Demolitions Bill in brackets. |  | 0 |  |  |  |  | 16/06/2024 11:29:20
449 | 9195 | 1 | 3 | 47 |  |  |  | Complete alterations items as priced below |  | 0 |  |  |  |  | 16/06/2024 11:29:27
450 | 9201 | 1 | 3 | 47 |  | 17 |  | REMOVAL OF EXISTING WORK | H1 | 0 |  |  |  |  | 09/02/2017 03:49:13
451 | 9517 | 1 | 3 | 47 |  |  |  | Breaking down and removing brickwork etc | H2 | 0 |  |  |  |  | 14/02/2017 01:31:24
452 | 9518 | 1 | 3 | 47 | 1 |  |  | Half brick walls | m2 | 195 |  |  |  |  | 20/09/2024 01:24:05
453 | 10936 | 1 | 3 | 47 | 2 |  |  | One brick walls | m2 | 82 |  |  |  |  | 20/09/2024 01:24:11
454 | 9202 | 1 | 3 | 47 |  | 4 |  | Hacking up/off and removing ceramic or porcelain tile floor and wall finishes including removing mortar bed or backing from concrete or brickwork and preparing surfaces for new screeds, plaster, or tile finish: | H2 | 0 |  |  |  |  | 09/02/2017 03:49:14
455 | 9204 | 1 | 3 | 47 | 3 | 4.43 |  | Floor tiles. | m2 | 106 |  |  |  |  | 20/09/2024 01:21:50
456 | 9206 | 1 | 3 | 47 | 4 | 4.45 |  | Wall tiles. | m2 | 538 |  |  |  |  | 20/09/2024 01:21:54
457 | 9512 | 1 | 3 | 47 |  |  |  | Taking out and removing doors, windows, etc from brickwork to be demolished | H2 | 0 |  |  |  |  | 14/02/2017 12:54:23
458 | 9426 | 1 | 3 | 47 | 5 |  |  | Timber single door and frame from half brick wall not exceeding 2,5m² | No | 24 |  |  |  |  | 27/09/2024 03:42:46
459 | 9513 | 1 | 3 | 48 | 6 |  |  | Timber single door and frame from one brick wall not exceeding 2,5m² | No | 2 |  |  |  |  | 27/09/2024 03:42:49
460 | 9484 | 1 | 3 | 48 |  |  |  | Taking out doors, windows, etc. | H2 | 0 |  |  |  |  | 16/06/2024 11:42:34
461 | 9427 | 1 | 3 | 48 | 7 |  |  | Timber single door and frame not exceeding 2,5m² | No | 8 |  |  |  |  | 25/08/2024 02:30:33
462 | 9485 | 1 | 3 | 48 | 8 |  |  | Remove sliding glazed door (to balcony) (2.10 x 1.80m) | No | 2 |  |  |  |  | 25/08/2024 02:34:56
463 | 10996 | 1 | 3 | 48 | 9 |  |  | Remove shopfront / windows to façade (0.90 x 0.90m) | No | 2 |  |  |  |  | 25/08/2024 02:32:19
464 | 11000 | 1 | 3 | 48 | 10 |  |  | Remove shopfront / windows to façade (1.90 x 1.10m) | No | 2 |  |  |  |  | 25/08/2024 02:34:11
465 | 10997 | 1 | 3 | 48 | 11 |  |  | Remove shopfront / windows to façade (1.95 x 1.14m) | No | 2 |  |  |  |  | 25/08/2024 02:29:35
466 | 10998 | 1 | 3 | 48 | 12 |  |  | Remove shopfront / windows to façade (1.95 x 1.14m) and set aside for re-use elsewhere. | No | 2 |  |  |  |  | 25/08/2024 02:29:25
467 | 10937 | 1 | 3 | 48 | 13 |  |  | Remove shopfront / windows to façade (2.15 x 1.80m) | No | 4 |  |  |  |  | 25/08/2024 02:29:46
468 | 10999 | 1 | 3 | 48 | 14 |  |  | Remove shopfront / windows to façade (4.40 x 1.36m) | No | 4 |  |  |  |  | 25/08/2024 02:31:47
469 | 9215 | 1 | 3 | 48 |  |  |  | Taking out and removing sundry joinery work, fittings, etc | H2 | 0 |  |  |  |  | 09/02/2017 03:49:15
470 | 9216 | 1 | 3 | 48 | 15 |  |  | 900mm high cabinet floor unit fixed to brick wall | m | 11 |  |  |  |  | 27/09/2024 03:42:57
471 | 9355 | 1 | 3 | 48 |  |  |  | Taking out/off and removing sundry metalwork and remove debris from site | H2 | 0 |  |  |  |  | 25/08/2024 02:35:31
472 | 10939 | 1 | 3 | 48 | 16 |  |  | Remove carport including structure including columns, beams, purlins and roof sheeting. | m2 | 28 |  |  |  |  | 25/08/2024 02:36:16
473 | 11039 | 1 | 3 | 49 |  |  |  | Taking down and removing roofs, floors, panelling, ceilings, partitions, etc | H2 | 0 |  |  |  |  | 01/09/2024 01:06:49
474 | 11040 | 1 | 3 | 49 | 17 |  |  | Corrugated sheet steel roof covering and timber purlins | m2 | 75 |  |  |  |  | 20/09/2024 01:23:53
475 | 11227 | 1 | 3 | 49 | 18 |  |  | Flush plastered gypsum plasterboard suspended ceilings, including cornices, suspension grid, hangers, etc | m2 | 303 |  |  |  |  | 20/09/2024 01:23:47
476 | 9364 | 1 | 3 | 49 |  |  |  | Hacking up/off and removing granolithic, screeds, plaster, etc from concrete or brickwork and preparing surfaces for new screed, plaster, tile finishes, etc including removal from debris from site | H2 | 0 |  |  |  |  | 25/08/2024 02:44:56
477 | 9365 | 1 | 3 | 49 | 19 |  |  | 60mm Screed to external pavement areas | m2 | 500 |  |  |  |  | 25/08/2024 07:46:24
478 | 9221 | 1 | 3 | 49 |  | 7 |  | Take out and remove sanitary fittings, etc. including making safe water or waste points | H2 | 0 |  |  |  |  | 09/02/2017 03:49:16
479 | 9222 | 1 | 3 | 49 | 20 |  |  | WC | No | 8 |  |  |  |  | 25/08/2024 07:51:02
480 | 9224 | 1 | 3 | 49 | 21 | 4.41 |  | Shower | No | 4 |  |  |  |  | 25/08/2024 07:51:08
481 | 9428 | 1 | 3 | 49 | 22 |  |  | Pedestal type wash hand basin. | No | 8 |  |  |  |  | 25/08/2024 07:51:15
482 | 9225 | 1 | 3 | 49 | 23 |  |  | Sink | No | 2 |  |  |  |  | 25/08/2024 07:51:23
483 | 11067 | 1 | 3 | 49 |  |  |  | Taking out/off and removing sundry metalwork | H4 | 0 |  |  |  |  | 01/09/2024 08:09:01
484 | 11068 | 1 | 3 | 49 | 24 |  |  | Steel downpipes not exceeding 50mm diameter | m | 89 |  |  |  |  | 04/09/2024 11:11:33
485 | 9229 | 1 | 3 | 50 |  | 10 |  | BUILDING UP OPENINGS | H1 | 0 |  |  |  |  | 09/02/2017 03:49:17
486 | 10942 | 1 | 3 | 50 |  |  |  | Brickwork in NFP bricks in class II mortar in building up openings | H4 | 0 |  |  |  |  | 16/06/2024 11:58:21
487 | 10943 | 1 | 3 | 50 | 25 |  |  | One brick walls | m2 | 10 |  |  |  |  | 27/09/2024 03:43:14
488 | 10944 | 1 | 3 | 50 |  |  |  | Sundries | H4 | 0 |  |  |  |  | 16/06/2024 11:58:22
489 | 10945 | 1 | 3 | 50 | 26 |  |  | Cutting toothings and bonding new brickwork to existing | m2 | 5 |  |  |  |  | 13/09/2024 04:04:09
490 | 10940 | 1 | 3 | 50 |  |  |  | PREPARATORY WORK TO EXISTING SURFACES | H2 | 0 |  |  |  |  | 16/06/2024 11:54:26
491 | 10941 | 1 | 3 | 50 | 27 |  |  | Prepare existing walls for new wall finish | m2 | 54 |  |  |  |  | 25/08/2024 07:49:20
492 | 11100 | 1 | 3 | 50 | 28 |  |  | Prepare existing external walls for new wall finish | m2 | 563 |  |  |  |  | 20/09/2024 01:22:28
493 | 9232 | 1 | 3 | 50 |  | 11 |  | OPENINGS THROUGH EXISTING WALLS | H1 | 0 |  |  |  |  | 09/02/2017 03:49:17
494 | 9233 | 1 | 3 | 50 |  | 11 |  | Break out opening for: | H2 | 0 |  |  |  |  | 09/02/2017 03:49:17
495 | 9234 | 1 | 3 | 50 | 29 | 11.155 |  | Single door with steel frame size approximately 813 mm x 2 032 mm high through half brick wall including necessary precast concrete lintols and making good plaster all round to both sides and into reveals and with 30 mm screed threshold(new doors and frames elsewhere). | No | 2 |  |  |  |  | 25/08/2024 02:58:50
496 | 9261 | 1 | 3 | 50 | 30 |  |  | Single door with steel frame size approximately 813 mm x 2 032 mm high through one brick wall including necessary precast concrete lintols and making good plaster all round to both sides and into reveals and with 30 mm screed threshold(new doors and frames elsewhere). | No | 1 |  |  |  |  | 25/08/2024 02:50:56
497 | 9590 | 1 | 3 | 50 | 31 |  |  | Form opening for new 1 940 mm x 1 160mm high window by breaking out brickwork on both sides and bottom, including necessary precast concrete lintols and making good plaster all round to both sides and into reveals. | No | 2 |  |  |  |  | 25/08/2024 02:54:35
498 | 9459 | 1 | 3 | 51 | 32 |  |  | Altering opening in one brick wall where 2 070 mm x 1 700 mm high window removed to form opening for new 1 610m x 1 330mm aluminium window by breaking out brickwork on both sides and bottom, including necessary precast concrete lintols and making good plaster all round to both sides and into reveals. (new window elsewhere). | No | 2 |  |  |  |  | 25/08/2024 03:03:01
499 | 10950 | 1 | 3 | 51 |  |  |  | BUDGETARY ALLOWANCE : | H3 | 0 |  |  |  |  | 25/08/2024 03:06:04
500 | 11001 | 1 | 3 | 51 | 33 |  |  | Allow the Budgetary Allowance of R20 000.00 (Twenty Thousand Rand Rand) for, fire walls and fire doors to engineer's specifications to be executed at bill of quantities rates. | Item | 1 | 20000 | 20000 |  |  | 20/09/2024 01:59:17
502 | 5615 | 1 | 4 | 53 |  | 14 |  | BILL NO. 4 | H1 | 0 |  |  |  |  | 10/01/2025 04:56:55
503 | 5616 | 1 | 4 | 53 |  | 14 |  | EARTHWORKS | H1 | 0 |  |  |  |  | 07/06/2024 05:13:50
504 | 5617 | 1 | 4 | 53 |  | 14 |  | NOTE: Tenderers are advised to study the preambles before pricing this bill. |  | 0 |  |  |  |  | 05/10/2016 12:57:56
505 | 5618 | 1 | 4 | 53 |  | 14 |  | NOTE: All excavations are measured as being in "earth" unless otherwise described. |  | 0 |  |  |  |  | 05/10/2016 12:57:56
506 | 5624 | 1 | 4 | 53 |  | 14 |  | TRENCH AND OTHER EXCAVATION | H2 | 0 |  |  |  |  | 05/10/2016 12:57:56
507 | 5625 | 1 | 4 | 53 |  | 14 |  | Excavate in earth (compacted fill material) not exceeding 2m deep below compacted ground level and deposit material on site for: | H3 | 0 |  |  |  |  | 05/10/2016 12:57:56
508 | 11295 | 1 | 4 | 53 | 1 |  |  | Reduced levels under floors | m3 | 5 |  |  |  |  | 12/11/2024 09:07:57
509 | 11296 | 1 | 4 | 53 | 2 |  |  | Trenches and holes for thickening under surface beds etc | m3 | 2 |  |  |  |  | 26/09/2024 06:02:41
510 | 182 | 1 | 4 | 53 |  | 14 |  | Extra over excavation in earth for pile caps, trenches, etc., for: | H3 | 0 |  |  |  |  | 05/10/2016 12:57:56
511 | 183 | 1 | 4 | 53 | 3 | 14.3 |  | Soft rock excavation. | m3 | 0.2 |  |  |  | RATE ONLY | 27/09/2024 03:43:39
512 | 7463 | 1 | 4 | 53 | 4 | 14.4 |  | Hard rock excavation. | m3 | 0.1 |  |  |  | RATE ONLY | 27/09/2024 03:43:45
513 | 5633 | 1 | 4 | 53 |  | 14 |  | DISPOSAL OF EXCAVATED MATERIAL | H2 | 0 |  |  |  |  | 05/10/2016 12:57:56
514 | 5634 | 1 | 4 | 53 |  |  |  | Carting away of excavated material shall be deemed to include loading excavated material onto trucks directly from the excavations or, alternatively, from stockpiles on the building site |  | 0 |  |  |  |  | 05/10/2016 12:57:56
515 | 186 | 1 | 4 | 53 | 5 | 14.5 |  | Extra over all excavations for carting away surplus excavated material to a site to be located by the Contractor. | m3 | 4 |  |  |  |  | 04/06/2024 10:20:19
516 | 5636 | 1 | 4 | 54 |  | 14 |  | KEEPING EXCAVATIONS FREE OF WATER | H2 | 0 |  |  |  |  | 05/10/2016 12:57:56
517 | 188 | 1 | 4 | 54 | 6 | 14.6 |  | Allow for keeping excavations entirely free from water or mud. | Item | 1 |  |  |  |  | 27/09/2024 03:43:57
518 | 5638 | 1 | 4 | 54 |  | 14 |  | RISK OF COLLAPSE OF EXCAVATIONS | H2 | 0 |  |  |  |  | 05/10/2016 12:57:56
519 | 190 | 1 | 4 | 54 | 7 | 14.7 |  | Risk of collapse to sides of trenches, column bases, etc from platform level not exceeding l,5 m deep. | m2 | 3 |  |  |  |  | 01/09/2024 10:14:55
520 | 6737 | 1 | 4 | 54 | 8 |  |  | Risk of collapse to sides of trenches, column bases, etc from platform level exceeding l,5 m deep. | m2 | 5 |  |  |  |  | 01/09/2024 10:15:07
521 | 5640 | 1 | 4 | 54 |  |  |  | WORKING SPACE | H2 | 0 |  |  |  |  | 05/10/2016 12:57:56
522 | 5646 | 1 | 4 | 54 |  | 14 |  | FILLING, ETC. | H2 | 0 |  |  |  |  | 05/10/2016 12:57:56
523 | 5647 | 1 | 4 | 54 |  |  |  | Filling under floors, steps, paving, etc. | H3 | 0 |  |  |  |  | 05/10/2016 12:57:56
524 | 192 | 1 | 4 | 54 | 9 | 14.8 |  | Trim or fill to final levels under surface beds not exceeding + or - 50mm and compact to 93% Mod AASHTO | m2 | 9 |  |  |  |  | 05/10/2016 12:57:56
525 | 5648 | 1 | 4 | 54 |  |  |  | From the excavations or stockpiles | H4 | 0 |  |  |  |  | 05/10/2016 12:57:56
526 | 194 | 1 | 4 | 54 | 10 | 15.10 |  | Clean, dry earth filling from the excavations or stockpile in backfilling to trenches, holes, retaining walls, etc., laid in maximum 150 mm layers and compacting to 93% modified AASHTO at optimum moisture content. | m3 | 1 |  |  |  |  | 05/10/2016 12:57:56
527 | 9716 | 1 | 4 | 54 | 11 | 15.11 |  | Suitable imported G5 material obtained by the contractor, in 125 mm layers and compacted to 95% modified AASHTO density under surface beds. | m3 | 3 |  |  |  |  | 11/06/2024 03:12:52
528 | 7075 | 1 | 4 | 54 |  | 46 |  | COMPACTION OF SURFACES | H2 | 0 |  |  |  |  | 05/10/2016 12:57:56
529 | 6609 | 1 | 4 | 54 | 12 | 16.16 |  | Rip up, scarify and recompact earth surface 150 mm deep to 93% modified AASHTO density at optimum moisture content. | m2 | 10 |  |  |  |  | 31/10/2016 12:31:20
530 | 10061 | 1 | 4 | 55 | 13 |  |  | Rip up, scarify and recompact earth surface 150 mm deep to 93% modified AASHTO density at optimum moisture content to strip footings and columns bases. | m2 | 1 |  |  |  |  | 04/06/2024 06:11:44
531 | 5660 | 1 | 4 | 55 |  | 15 |  | SOIL TREATMENT | H2 | 0 |  |  |  |  | 05/10/2016 12:57:56
532 | 200 | 1 | 4 | 55 | 14 | 15.13 |  | Thoroughly saturate earth with 5% solution of pentachorophenol in mineral oil conforming to SABS.618 applied under solid floors in accordance with SABS.018. | m2 | 9 |  |  |  |  | 31/10/2016 12:31:58
534 | 201 | 1 | 5 | 57 |  | 16 |  | BILL NO. 5 | H1 | 0 |  |  |  |  | 10/01/2025 04:56:49
535 | 202 | 1 | 5 | 57 |  | 16 |  | CONCRETE, FORMWORK AND REINFORCEMENT | H1 | 0 |  |  |  |  | 07/06/2024 05:14:03
536 | 203 | 1 | 5 | 57 |  | 16 |  | NOTE: Tenderers are advised to study the preambles before pricing this bill. |  | 0 |  |  |  |  | 05/10/2016 12:57:56
537 | 204 | 1 | 5 | 57 |  | 16 |  | UNREINFORCED CONCRETE | H2 | 0 |  |  |  |  | 05/10/2016 12:57:56
538 | 205 | 1 | 5 | 57 |  | 16 |  | 15 MPa Unreinforced cement concrete in: | H3 | 0 |  |  |  |  | 04/06/2024 06:10:08
539 | 206 | 1 | 5 | 57 | 1 | 16.1 |  | Blinding. | m3 | 0.1 |  |  |  |  | 27/09/2024 03:44:32
540 | 211 | 1 | 5 | 57 |  | 16 |  | REINFORCED CONCRETE | H2 | 0 |  |  |  |  | 05/10/2016 12:57:56
541 | 223 | 1 | 5 | 57 |  | 16 |  | 30 MPa Reinforced cement concrete in: | H3 | 0 |  |  |  |  | 05/10/2016 12:57:56
542 | 10059 | 1 | 5 | 57 | 2 | 18.3 |  | Ground beams and retaining wall footings cast against excavated surfaces. | m3 | 0.2 |  |  |  |  | 27/09/2024 03:44:27
543 | 214 | 1 | 5 | 57 | 3 | 16.5 |  | Column bases and pile caps cast against excavated surfaces. | m3 | 1 |  |  |  |  | 18/06/2024 05:59:49
544 | 208 | 1 | 5 | 57 | 4 | 16.2 |  | Surface beds cast in panels. | m3 | 1 |  |  |  |  | 04/06/2024 10:23:40
545 | 3323 | 1 | 5 | 57 | 5 | 16.13 |  | Pad Stones to Steel Beams | m3 | 1 |  |  |  |  | 01/09/2024 10:52:48
546 | 226 | 1 | 5 | 57 |  | 17 |  | SURFACE TREATMENT | H2 | 0 |  |  |  |  | 05/10/2016 12:57:56
547 | 7076 | 1 | 5 | 57 |  |  |  | Wood float finish to exposed top surface of: | H3 | 0 |  |  |  |  | 05/10/2016 12:57:56
548 | 7078 | 1 | 5 | 57 | 6 |  |  | Staircase Base with brush finish | m2 | 9 |  |  |  |  | 26/09/2024 06:14:19
549 | 233 | 1 | 5 | 57 |  | 17 |  | CONCRETE SUNDRIES | H2 | 0 |  |  |  |  | 05/10/2016 12:57:56
550 | 3281 | 1 | 5 | 57 | 7 |  |  | Core drilling 150mm diameter hole through 300mm reinforced concrete slab | No | 4 |  |  |  |  | 06/09/2024 09:53:47
551 | 11184 | 1 | 5 | 58 | 8 |  |  | Core drilling 150mm diameter hole horizontally through 250mm reinforced concrete beam | No | 4 |  |  |  |  | 06/09/2024 09:54:51
552 | 11183 | 1 | 5 | 58 | 9 |  |  | Core drilling 80mm diameter hole through 300mm reinforced concrete slab | No | 6 |  |  |  |  | 06/09/2024 09:55:06
553 | 11185 | 1 | 5 | 58 | 10 |  |  | Core drilling 80mm diameter hole horizontally through 250mm reinforced concrete beam. | No | 11 |  |  |  |  | 06/09/2024 09:55:30
554 | 236 | 1 | 5 | 58 |  | 17 |  | TEST CUBES | H2 | 0 |  |  |  |  | 05/10/2016 12:57:56
555 | 237 | 1 | 5 | 58 | 11 | 17.19 |  | Set of six concrete test cubes, each size 150 mm x 150 mm x 150 mm, including use of of moulds, sending to an approved laboratory, providing test results timeously and paying all charges in connection therewith. | No | 0.1 |  |  |  |  | 04/06/2024 10:33:46
556 | 238 | 1 | 5 | 58 |  | 17 |  | ROUGH FORMWORK | H2 | 0 |  |  |  |  | 05/10/2016 12:57:56
557 | 239 | 1 | 5 | 58 |  | 17 |  | NOTE: Formwork propped to heights not exceeding 3,5 m unless otherwise described. |  | 0 |  |  |  |  | 05/10/2016 12:57:56
558 | 263 | 1 | 5 | 58 |  | 18 |  | Rough formwork to edges, risers, reveals, etc. | H3 | 0 |  |  |  |  | 05/10/2016 12:57:56
559 | 6571 | 1 | 5 | 58 | 12 | 18.35 |  | Edges, risers, reveals, etc. not exceeding 300mm wide or high. | m | 24 |  |  |  |  | 05/10/2016 12:57:56
560 | 291 | 1 | 5 | 58 |  | 19 |  | STEEL REINFORCEMENT TO CONCRETE | H2 | 0 |  |  |  |  | 05/10/2016 12:57:56
561 | 292 | 1 | 5 | 58 |  | 19 |  | Mild steel in: | H3 | 0 |  |  |  |  | 05/10/2016 12:57:56
562 | 294 | 1 | 5 | 58 | 13 | 19.46 |  | Various Diameter rods. | t | 0.01 |  |  |  |  | 27/09/2024 03:45:55
563 | 296 | 1 | 5 | 58 |  | 19 |  | High tensile steel in: | H3 | 0 |  |  |  |  | 05/10/2016 12:57:56
564 | 11299 | 1 | 5 | 58 | 14 |  |  | Various Diameter rods. | t | 0.14 |  |  |  |  | 27/09/2024 03:46:08
565 | 5770 | 1 | 5 | 58 |  | 20 |  | MESH REINFORCEMENT (MEASURED NETT) | H2 | 0 |  |  |  |  | 05/10/2016 12:57:56
566 | 7465 | 1 | 5 | 58 | 15 |  |  | Mesh Ref. No. 193 fabric reinforcement to surface beds. | m2 | 15 |  |  |  |  | 22/05/2024 07:28:32
568 | 5773 | 1 | 6 | 60 |  | 21 |  | BILL NO. 6 | H1 | 0 |  |  |  |  | 10/01/2025 04:56:44
569 | 5774 | 1 | 6 | 60 |  | 21 |  | MASONRY | H1 | 0 |  |  |  |  | 07/06/2024 05:14:07
570 | 5775 | 1 | 6 | 60 |  | 21 |  | NOTE: Tenderers are advised to study the preambles before pricing this bill. |  | 0 |  |  |  |  | 05/10/2016 12:57:56
571 | 5776 | 1 | 6 | 60 |  | 21 |  | BRICKWORK IN STOCK BRICKS | H2 | 0 |  |  |  |  | 05/10/2016 12:57:56
572 | 5777 | 1 | 6 | 60 |  | 21 |  | Brickwork in clay stock bricks in Class II cement mortar in superstructure: | H3 | 0 |  |  |  |  | 05/10/2016 12:57:56
573 | 6206 | 1 | 6 | 60 |  |  |  | Superstructure | H4 | 0 |  |  |  |  | 05/10/2016 12:57:56
574 | 320 | 1 | 6 | 60 | 1 | 21.1 |  | Half brick wall. | m2 | 82 |  |  |  |  | 20/09/2024 01:26:46
575 | 6204 | 1 | 6 | 60 | 2 | 21.4 |  | One brick wall. | m2 | 10 |  |  |  |  | 20/09/2024 01:26:37
576 | 5790 | 1 | 6 | 60 |  | 21 |  | PRECAST LINTELS AND PLANKS | H2 | 0 |  |  |  |  | 05/10/2016 12:57:56
577 | 5791 | 1 | 6 | 60 |  | 21 |  | "Fabcon" prestressed precast concrete lintels or planks and building into brick walls over openings: | H3 | 0 |  |  |  |  | 05/10/2016 12:57:56
578 | 5792 | 1 | 6 | 60 | 3 | 21.8 |  | 100mm x 70mm Precast concrete lintels bedded in cement mortar. | m | 34 |  |  |  |  | 04/06/2024 10:42:51
579 | 5796 | 1 | 6 | 60 |  | 21 |  | BRICK REINFORCEMENT | H2 | 0 |  |  |  |  | 05/10/2016 12:57:56
580 | 5797 | 1 | 6 | 60 |  | 21 |  | Brickwork reinforcing mesh in brick walls or lintels: | H3 | 0 |  |  |  |  | 05/10/2016 12:57:56
581 | 5798 | 1 | 6 | 60 | 4 | 21.9 |  | In strips 75mm wide. | m | 252 |  |  |  |  | 05/10/2016 12:57:56
582 | 5799 | 1 | 6 | 60 | 5 | 21.10 |  | In strips 150mm wide. | m | 18 |  |  |  |  | 05/10/2016 12:57:56
583 | 5814 | 1 | 6 | 60 |  |  |  | MISCELLANEOUS | H2 | 0 |  |  |  |  | 05/10/2016 12:57:56
584 | 5815 | 1 | 6 | 61 |  |  |  | Hoop iron ties, cramps, etc | H3 | 0 |  |  |  |  | 05/10/2016 12:57:56
585 | 337 | 1 | 6 | 61 | 6 | 22.13 |  | 1,6 mm Galvanized hoop iron tie 30 mm wide and 500 mm long, one end shot pinned to concrete and the other end built into brickwork. | No | 30 |  |  |  |  | 05/10/2016 12:57:56
586 | 5816 | 1 | 6 | 61 | 7 | 24.27 |  | 1,6 mm Galvanized roof tie 30 mm wide and 1500 mm long, one end fixed to timber and other end cast into concrete. | No | 20 |  |  |  |  | 05/10/2016 12:57:56
587 | 5818 | 1 | 6 | 61 |  | 22 |  | FIBRE-CEMENT WINDOW SILLS | H2 | 0 |  |  |  |  | 05/10/2016 12:57:56
588 | 9748 | 1 | 6 | 61 |  | 25 |  | FACINGS | H2 | 0 |  |  |  |  | 16/02/2017 02:56:19
589 | 9749 | 1 | 6 | 61 |  | 26 |  | Face brickwork in Corobrik Golden Wheat Travertine FBX facing bricks jointed and pointed with recessed joints in PPC Suremix mortar | H3 | 0 |  |  |  |  | 16/02/2017 02:56:20
590 | 9750 | 1 | 6 | 61 | 8 | 26.44 |  | Extra over brickwork for face brickwork in stretcher bond. (Topaz Satin FBX) | m2 | 13 |  |  |  |  | 11/06/2024 03:25:40
591 | 9752 | 1 | 6 | 61 | 9 | 26.51 |  | Extra on brickwork for a face brick-on-edge header course. | m | 13 |  |  |  |  | 16/02/2017 02:56:46
593 | 5822 | 1 | 7 | 63 |  | 23 |  | BILL NO. 7 | H1 | 0 |  |  |  |  | 10/01/2025 04:56:39
594 | 5823 | 1 | 7 | 63 |  | 23 |  | WATERPROOFING | H1 | 0 |  |  |  |  | 07/06/2024 05:14:12
595 | 5824 | 1 | 7 | 63 |  | 23 |  | NOTE: Tenderers are advised to study the preambles before pricing this bill. |  | 0 |  |  |  |  | 05/10/2016 12:57:56
596 | 5825 | 1 | 7 | 63 |  | 23 |  | DAMP-PROOF COURSES, MEMBRANES, ETC | H2 | 0 |  |  |  |  | 05/10/2016 12:57:56
597 | 355 | 1 | 7 | 63 | 1 | 23.1 |  | 250 Micron damp-proofing laid with sealed laps on top of filling to receive surface bed. | m2 | 9 |  |  |  |  | 05/10/2016 12:57:56
598 | 5827 | 1 | 7 | 63 | 2 | 23.2 |  | 375 Micron Gunplas black polyethylene damp-proof course complying with SABS 952, Type C built into walls, under sills, etc., lapped 150 mm at joints and junctions. | m2 | 10 |  |  |  |  | 05/10/2016 12:57:56
599 | 10060 | 1 | 7 | 63 | 3 |  |  | 500 Micron damp-proofing laid to top of walls between walls and slabs above. | m2 | 4 |  |  |  |  | 04/06/2024 06:07:38
601 | 10850 | 1 | 8 | 64 |  |  |  | BILL NO. 8 | H1 | 0 |  |  |  |  | 10/01/2025 04:56:35
602 | 10852 | 1 | 8 | 64 |  |  |  | ROOF COVERING | H1 | 0 |  |  |  |  | 07/06/2024 05:14:19
603 | 10858 | 1 | 8 | 64 |  | 23 |  | NOTE: Tenderers are advised to study the preambles before pricing this bill. |  | 0 |  |  |  |  | 07/06/2024 05:18:40
604 | 2387 | 1 | 8 | 64 |  | 9 |  | 0,80 mm Galvanized sheet steel accessories with a Global Coat colour "Fish Eagle White" upside and "half dove grey" coat underside, notched over ribs and bent into troughs of roof sheeting where required and fixed with S10 clips: | H3 | 0 |  |  |  |  | 09/09/2024 10:29:17
605 | 2398 | 1 | 8 | 64 | 1 | 24.1 |  | Sheeting laid to roof with pitch not exceeding 25 degrees including for vertical fixing in length exceeding 13m | m2 | 401 |  |  |  |  | 11/10/2024 02:50:36
606 | 2404 | 1 | 8 | 64 | 2 |  |  | Apex flashing 245mm girth. | m | 70 |  |  |  |  | 17/01/2017 02:14:19
607 | 11210 | 1 | 8 | 64 | 3 |  |  | Valley Gutter 616mm girth 4 times bent. | m | 15 |  |  |  |  | 12/09/2024 10:38:29
608 | 2390 | 1 | 8 | 64 | 4 | 24.8 |  | Headwall flashing 460 mm girth | m | 4 |  |  |  |  | 05/10/2016 12:57:56
609 | 2388 | 1 | 8 | 64 | 5 |  |  | Gutter flashing 550mm girth. | m | 85 |  |  |  |  | 05/10/2016 12:57:56
610 | 6852 | 1 | 8 | 64 | 6 |  |  | Closure flashing | m | 4 |  |  |  |  | 05/10/2016 12:57:56
611 | 9699 | 1 | 8 | 64 |  | 10 |  | "Starlite Isover Foil Faced" both sides 17572 (WMF) industrial roofing insulation or similar approved, all in accordance with SABS 0400 and fire rated to SABS 0177 | H3 | 0 |  |  |  |  | 15/02/2017 03:53:06
612 | 9700 | 1 | 8 | 64 | 7 |  |  | 130mm Insulation laid taut over purlins (aluminium foil face down) and fixed concurrent with the roof covering including galvanised pre-coated steel straining wires. | m2 | 567 |  |  |  |  | 27/05/2024 02:58:14
614 | 368 | 1 | 9 | 65 |  | 26 |  | BILL NO. 9 | H1 | 0 |  |  |  |  | 10/01/2025 04:56:28
615 | 369 | 1 | 9 | 65 |  | 26 |  | CARPENTRY AND JOINERY | H1 | 0 |  |  |  |  | 07/06/2024 05:14:25
616 | 370 | 1 | 9 | 65 |  | 26 |  | NOTE: Tenderers are advised to study the preambles before pricing this bill. |  | 0 |  |  |  |  | 05/10/2016 12:57:56
617 | 11013 | 1 | 9 | 65 |  |  |  | SUPPLEMENTARY PREAMBLES | H2 | 0 |  |  |  |  | 01/09/2024 01:00:04
618 | 11014 | 1 | 9 | 65 |  |  |  | Prefabricated rood trusses: | H3 | 0 |  |  |  |  | 01/09/2024 01:00:04
619 | 11015 | 1 | 9 | 65 |  |  |  | Prefabricated timber rood trusses shall be constructed of South African pine by a firm of specialist designer manufacturer's as approved by the Architect. |  | 0 |  |  |  |  | 01/09/2024 01:00:04
620 | 11016 | 1 | 9 | 65 |  |  |  | Prices must include for all cross and wind bracing according to the manufacturer's instructions. |  | 0 |  |  |  |  | 01/09/2024 01:00:04
621 | 11017 | 1 | 9 | 65 |  |  |  | Prices must include for the design, plans and approval of all timber trusses and no claim shall be considered. |  | 0 |  |  |  |  | 01/09/2024 01:00:04
622 | 11018 | 1 | 9 | 65 |  |  |  | Pre-fabricated timber roof trusses shall comply with the requirments of SABS Spesification 0163 and be constructed of South African pine as described in clause 8.5 to the designs shown on the Manufacturer's detail drawings. The timber shall be of cross-sectional dimensions shown, cut to correct lengths with ends square or at the required angle. |  | 0 |  |  |  |  | 01/09/2024 01:00:04
623 | 11019 | 1 | 9 | 65 |  |  |  | Trusses shall be assembled in truss fabricating jigs with the truss having the propper camber. All tightley clamped together with joints secured using approved connector plates of galvanised steel sheet. Connector plates shall be pressed into the timber simultaneously from both sides of the truss with hydraulic press capable of exerting such pressure as will ensure complete penetration of the teeth into the timber. |  | 0 |  |  |  |  | 01/09/2024 01:00:04
624 | 11020 | 1 | 9 | 66 |  |  |  | The connector plates shall be of such size as will ensure that the joints so made will adequately withstand the forces exerted on the joints. |  | 0 |  |  |  |  | 01/09/2024 01:00:04
625 | 11021 | 1 | 9 | 66 |  |  |  | In coastal areas connector plates in buildings without ceilings shall be painted with two coats of epoxy tar complying with SABS Specification 801 Type 2, or rust neutralizing paint. |  | 0 |  |  |  |  | 01/09/2024 01:00:04
626 | 11022 | 1 | 9 | 66 |  |  |  | Approval of pre-fabricated roofing systems, wether measured as an alternative or not shall be subject to the following requirments: (a) The Manufacturer of the pre-fabricated trusses shall hold a certificate of competence issued by the Institute for Timber Construction. (b) A potyester print, size A1 having a minimum thickness of 0,5mm shall be submited by the Comtractor to the Regional Representitave at an earley stage for approval by the Directorate: |  | 0 |  |  |  |  | 01/09/2024 01:00:04
627 | 11023 | 1 | 9 | 66 |  |  |  | Structural Engineering Services. © The drawings shall be signed by a Registered Professional Engineer whose name appears on the Department panel for structural work. (d) In the case of systems buildings, approval shall be given with submission of the contract grawings on acceptance of the tender. |  | 0 |  |  |  |  | 01/09/2024 01:00:04
628 | 11024 | 1 | 9 | 66 |  |  |  | The following minimum information shall be shown on the drawings: |  | 0 |  |  |  |  | 01/09/2024 01:00:04
629 | 11025 | 1 | 9 | 66 |  |  |  | (a) Details of the roof system with the position of the rafters and purlins indicated thereon as well as typical elevations. |  | 0 |  |  |  |  | 01/09/2024 01:00:04
630 | 11026 | 1 | 9 | 66 |  |  |  | (b) Bracing as recommened by the Institute for Timber Construction. |  | 0 |  |  |  |  | 01/09/2024 01:00:04
631 | 11027 | 1 | 9 | 66 |  |  |  | (c) Sizes and grading of the timber components. |  | 0 |  |  |  |  | 01/09/2024 01:00:04
632 | 11028 | 1 | 9 | 66 |  |  |  | (d) Truss sizes, e.g. height of ridge or angle of pitch. |  | 0 |  |  |  |  | 01/09/2024 01:00:04
633 | 11029 | 1 | 9 | 67 |  |  |  | (e) Plate sizes for every construction point. (Code numbers only are deemed insufficient). |  | 0 |  |  |  |  | 01/09/2024 01:00:04
634 | 11030 | 1 | 9 | 67 |  |  |  | (f) Separate connection details for hip, valley and jack rafters. |  | 0 |  |  |  |  | 01/09/2024 01:00:04
635 | 11031 | 1 | 9 | 67 |  |  |  | (g) Maximum spacings for purlins and brandering to ceilings shall be according to Subclauses 7.6.1 and 7.6.2 and Clauses 7.8, 7.9 and 9.5. |  | 0 |  |  |  |  | 01/09/2024 01:00:04
636 | 11032 | 1 | 9 | 67 |  |  |  | (h) The type of roof covering as well as the design load. Over and above the supervision undertaken by the Representitive / Agent. The Truss Fabricator or his Design Engineer shall inspect the completed roof structure and issue a certificate of comfirmation to the Department that. |  | 0 |  |  |  |  | 01/09/2024 01:00:04
637 | 11033 | 1 | 9 | 67 |  |  |  | The roof structure(s) has (have) been erected in accordance with the Design Enginer's drawings, as accepted by the Department, and the relevant details given in the manual 'THE ERECTION AND BRACING OF TIMBER ROOF TRUSSES' Issued by the National Timber Research Institute and the Institute for Timber Construction'. |  | 0 |  |  |  |  | 01/09/2024 01:00:04
638 | 11034 | 1 | 9 | 67 |  |  |  | PLATE NAILED TIMBER ROOF TRUSS CONSTRUCTION, ETC | H2 | 0 |  |  |  |  | 01/09/2024 01:00:04
639 | 11035 | 1 | 9 | 67 |  |  |  | The following is applicable in respect of plate nailed timber roof trusses: | H3 | 0 |  |  |  |  | 01/09/2024 01:00:04
640 | 11036 | 1 | 9 | 67 |  |  |  | Trusses are at maximum 1200mm centres. |  | 0 |  |  |  |  | 01/09/2024 01:00:04
641 | 11038 | 1 | 9 | 67 | 1 |  |  | Service to existing timber roof trusses including repairing and replacement of damaged roof trusses and purlins, and eaves overhang projection on all sides, including brackets, cleats etc. | m2 | 310 |  |  |  |  | 27/09/2024 04:12:02
642 | 11270 | 1 | 9 | 67 | 2 |  |  | Extra - Over servicing of existing timber roof trusses for additional roof trusses to allow for PV Solar panel placements on roof. | m2 | 310 |  |  |  |  | 20/09/2024 01:20:57
643 | 3025 | 1 | 9 | 68 |  | 30 |  | FRAMES AND LININGS | H2 | 0 |  |  |  |  | 05/10/2016 12:57:56
644 | 11133 | 1 | 9 | 68 |  |  |  | Wrought softwood | H3 | 0 |  |  |  |  | 05/09/2024 10:21:41
645 | 11134 | 1 | 9 | 68 | 3 |  |  | 22 x 100mm Skirting plugged | m | 434 |  |  |  |  | 05/09/2024 10:21:41
646 | 3026 | 1 | 9 | 68 |  | 29 |  | Wrought meranti | H3 | 0 |  |  |  |  | 05/10/2016 12:57:56
647 | 3027 | 1 | 9 | 68 | 4 | 30.15 |  | 50 mm x 114 mm Door frame plugged and screwed. | m | 45 |  |  |  |  | 10/09/2024 12:41:27
648 | 11055 | 1 | 9 | 68 |  |  |  | EAVES, VERGES, ETC | H2 | 0 |  |  |  |  | 01/09/2024 07:51:54
649 | 11056 | 1 | 9 | 68 |  |  |  | Medium density fibre-cement boards: | H3 | 0 |  |  |  |  | 01/09/2024 07:51:54
650 | 11057 | 1 | 9 | 68 | 5 |  |  | 12 x 225mm Fascia boards fixed to roof timbers with brass screws and 38 x 50 x 114mm softwood blocking pieces including 'Chromaprep' or equal and approved fascia joiners. | m | 85 |  |  |  |  | 01/09/2024 07:51:55
651 | 376 | 1 | 9 | 68 |  | 26 |  | SEMI- SOLID FLUSH PANEL DOORS WITH TWO CONCEALED EDGES TO EACH LEAF HUNG TO STEEL OR TIMBER FRAMES | H2 | 0 |  |  |  |  | 05/10/2016 12:57:56
652 | 377 | 1 | 9 | 68 | 6 | 26.3 |  | 40 mm Door size 813 mm x 2032 mm with commercial veneer backing. | No | 8 |  |  |  |  | 04/06/2024 10:48:36
653 | 2470 | 1 | 9 | 68 |  | 26 |  | SOLID FLUSH PANEL DOORS WITH TWO CONCEALED EDGES TO EACH LEAF HUNG TO STEEL OR TIMBER FRAMES | H2 | 0 |  |  |  |  | 05/10/2016 12:57:56
654 | 7944 | 1 | 9 | 68 | 7 | 30.21 |  | 40 mm Door size 813 mm x 2032 mm with commercial veneer. | No | 6 |  |  |  |  | 04/06/2024 10:48:52
655 | 11129 | 1 | 9 | 68 | 8 |  |  | Service timber door. | No | 15 |  |  |  |  | 05/09/2024 09:55:08
656 | 11128 | 1 | 9 | 68 | 9 |  |  | Service timber door including glazed panels. | No | 5 |  |  |  |  | 05/09/2024 09:54:56
657 | 2454 | 1 | 9 | 68 |  | 23 |  | FIRE DOORS | H2 | 0 |  |  |  |  | 05/10/2016 12:57:56
658 | 2455 | 1 | 9 | 69 |  | 23 |  | Class B rated Rubidor fire doors as manufactured by Bitcon Industries (Pty) Ltd, or other approved as SABS 1253 and fixed in accordance with the manufacturer's instructions. | H3 | 0 |  |  |  |  | 05/10/2016 12:57:56
659 | 2456 | 1 | 9 | 69 | 10 | 23.4 |  | Class B single fire door size 900 mm x 2032 mm high with pressed metal frame and three butt hinges in 220mm wall. | No | 6 |  |  |  |  | 10/09/2024 12:21:07
660 | 2457 | 1 | 9 | 69 |  |  |  | SUNDRIES | H2 | 0 |  |  |  |  | 05/10/2016 12:57:56
661 | 2458 | 1 | 9 | 69 |  |  |  | Forming door cut out for viewing panel, or louvers to doors including fixing with necessary beading etc. glazing & aluminium measured elsewhere. | H3 | 0 |  |  |  |  | 05/10/2016 12:57:56
662 | 2459 | 1 | 9 | 69 | 11 |  |  | Cut out, size 0,5 m x 0,45 m. | No | 3 |  |  |  |  | 05/10/2016 12:57:56
664 | 1929 | 1 | 10 | 71 |  | 25 |  | BILL NO. 10 | H1 | 0 |  |  |  |  | 10/01/2025 04:56:23
665 | 1930 | 1 | 10 | 71 |  | 25 |  | FLOOR AND WALL COVERINGS | H1 | 0 |  |  |  |  | 07/06/2024 05:14:30
666 | 1931 | 1 | 10 | 71 |  | 25 |  | NOTE: Tenderers are advised to study the preambles before pricing this bill. |  | 0 |  |  |  |  | 05/10/2016 12:57:56
667 | 9062 | 1 | 10 | 71 |  | 35 |  | NOTE: Tenderers are advised to contact the following floor covering suppliers to source specifications: Floor DirectAttention: D.R. GurneyTel: +27 11 475-800directors@floorsdirect.co.za |  | 0 |  |  |  |  | 17/01/2017 03:32:05
668 | 7155 | 1 | 10 | 71 |  | 25 |  | FLOOR COVERINGS | H2 | 0 |  |  |  |  | 05/10/2016 12:57:56
669 | 7156 | 1 | 10 | 71 |  |  |  | Sand the timber floors down to the raw timber : | H3 | 0 |  |  |  |  | 12/09/2024 11:23:11
670 | 7157 | 1 | 10 | 71 | 1 |  |  | Floors and ramps. | m2 | 260 |  |  |  |  | 12/09/2024 11:23:20
671 | 11211 | 1 | 10 | 71 |  |  |  | Apply 3 coats of Micon Woodsayf and allow it to deeply impregnate the timber as per manufacturer's recommendations. (Supplied by Micon Coating cc 011-882-1443) | H3 | 0 |  |  |  |  | 12/09/2024 02:11:58
672 | 11212 | 1 | 10 | 71 | 2 |  |  | Floors and ramps. | m2 | 260 |  |  |  |  | 12/09/2024 11:24:11
673 | 7169 | 1 | 10 | 71 |  |  |  | Supply and install Belgotex FlipTiles : | H3 | 0 |  |  |  |  | 12/09/2024 02:43:36
674 | 7170 | 1 | 10 | 71 | 3 |  |  | On floors | m2 | 83 |  |  |  |  | 12/09/2024 02:43:53
676 | 385 | 1 | 11 | 72 |  | 27 |  | BILL NO. 11 | H1 | 0 |  |  |  |  | 10/01/2025 04:55:13
677 | 386 | 1 | 11 | 72 |  | 27 |  | CEILINGS AND PARTITIONING | H1 | 0 |  |  |  |  | 07/06/2024 05:14:34
678 | 387 | 1 | 11 | 72 |  | 27 |  | NOTE: Tenderers are advised to study the preambles before pricing this bill. |  | 0 |  |  |  |  | 05/10/2016 12:57:56
679 | 388 | 1 | 11 | 72 |  | 27 |  | SUSPENDED CEILINGS | H2 | 0 |  |  |  |  | 05/10/2016 12:57:56
680 | 389 | 1 | 11 | 72 |  | 27 |  | Suspended ceilings are to be supplied and fixed by a firm of specialists to be approved by the Architect, prices are to include for: suspended ceiling tees on hangers, the hangers twice riveted to stalk of ceiling tee and shot-bolted to soffit of concrete slabs or timber roof trusses; all square cutting and waste; firmly wedging all ceiling boards in position; the provision of a sub grid and all additional bearers, braces and hangers where required; the supply, erection and removal of scaffolding. |  | 0 |  |  |  |  | 05/10/2016 12:57:56
681 | 7011 | 1 | 11 | 72 |  |  |  | 9 mm External grade fire resistant 'NUTEC' fibre cement ceiling boarding fixed below flat concrete slabs or to structural steel members by means of an approved galvanized cold rolled steel tee suspension system the tees and joints of the panels covered with wire mesh scrim strips stapled on or fixed with 38mm x 38mm timber brandering at 400mm centres. | H3 | 0 |  |  |  |  | 05/09/2024 11:11:53
682 | 7013 | 1 | 11 | 72 | 1 |  |  | 9 mm Fire Proof Nutech Fibre Cement ceiling boarding fixed not exceeding 1m flat concrete slabs / steel purlins by means of an approved galvanized cold rolled steel tee suspension system, the tees and joints of the panels covered with wire mesh scrim strips stapled on and the ceiling finished with a 6 mm composite layer of Rhinolite plaster applied in two layers and trowelled to a level smooth surface. | m2 | 248 |  |  |  |  | 20/09/2024 01:13:59
683 | 11301 | 1 | 11 | 73 |  |  |  | 9,5 mm External grade fibre cement ceilings bulkheads including cover strips, corner and jointing strips finished with a 6mm composite layer of Rhinolite plaster applied in two layers and trowelled to a level smooth surface and including additional bearers, braces and hangers as required | H3 | 0 |  |  |  |  | 27/09/2024 03:53:03
684 | 7048 | 1 | 11 | 73 | 2 | 62.5 |  | Horizontal bulkhead 600 mm wide. | m | 40 |  |  |  |  | 27/09/2024 03:51:55
685 | 7049 | 1 | 11 | 73 | 3 | 62.5 |  | Vertical bulkhead 300 mm high. | m | 40 |  |  |  |  | 05/09/2024 11:58:16
686 | 7767 | 1 | 11 | 73 | 4 |  |  | Extra over bulkhead for cutting out 600 x 300mm opening for HVAC grill (grill measured elsewhere). | No | 4 |  |  |  |  | 13/09/2024 04:27:51
687 | 390 | 1 | 11 | 73 |  |  |  | Flush plastered ceilings and bulkheads | H3 | 0 |  |  |  |  | 05/10/2016 12:57:56
688 | 4058 | 1 | 11 | 73 | 5 |  |  | 9,5 mm Rhinoboard gypsum plaster ceiling boarding fixed not exceeding 1m below flat concrete slabs / steel purlins by means of an approved galvanized cold rolled steel tee suspension system, the tees and joints of the panels covered with wire mesh scrim strips stapled on and the ceiling finished with a 6 mm composite layer of Rhinolite plaster applied in two layers and trowelled to a level smooth surface. | m2 | 36 |  |  |  |  | 05/09/2024 11:11:20
689 | 4061 | 1 | 11 | 73 |  |  |  | 9,5 mm Rhinobaord gypsum plasterboard bulkheads including cover strips, corner and jointing strips finished with a 6mm composite layer of Rhinolite plaster applied in two layers and trowelled to a level smooth surface and including additional bearers, braces and hangers as required | H3 | 0 |  |  |  |  | 05/10/2016 12:57:56
690 | 4062 | 1 | 11 | 73 | 6 |  |  | Horizontal bulkhead 600 mm wide. | m | 37 |  |  |  |  | 05/09/2024 11:57:54
691 | 4064 | 1 | 11 | 73 | 7 |  |  | Vertical bulkhead 300 mm high. | m | 37 |  |  |  |  | 05/09/2024 11:58:07
692 | 7045 | 1 | 11 | 73 |  |  |  | SUNDRIES TO ALL | H1 | 0 |  |  |  |  | 05/10/2016 12:57:56
693 | 4950 | 1 | 11 | 73 |  | 27 |  | Cornices etc: | H3 | 0 |  |  |  |  | 05/10/2016 12:57:56
694 | 401 | 1 | 11 | 73 | 8 | 27.4 |  | Satin white epoxy coated aluminium Capco Sigma Shadow Mould 20 cornice plugged and screwed to plastered walls or beams including mitres, etc. | m | 353 |  |  |  |  | 04/06/2024 10:53:42
695 | 402 | 1 | 11 | 74 | 9 | 27.5 |  | Galvanized corner trim. | m | 123 |  |  |  |  | 05/10/2016 12:57:56
696 | 9696 | 1 | 11 | 74 |  |  |  | Think Pink | H3 | 0 |  |  |  |  | 15/02/2017 03:33:51
697 | 9697 | 1 | 11 | 74 | 10 |  |  | Think Pink Ceiling Insulation | m2 | 310 |  |  |  |  | 19/02/2017 08:04:56
698 | 423 | 1 | 11 | 75 |  | 28 |  | DRYWALL PARTITIONS | H2 | 0 |  |  |  |  | 05/10/2016 12:57:56
699 | 424 | 1 | 11 | 75 |  | 28 |  | Specification: All materials, methods of construction and workmanship shall be in accordance with the Gypsum Drywall data sheets Ref DW1/1980 to DW14/1980 and be in accordance with good building practice. |  | 0 |  |  |  |  | 05/10/2016 12:57:56
700 | 425 | 1 | 11 | 76 |  | 29 |  | All screwheads shall be filled and all recessed joints between boards shall be finished with paper joint tape set in jointing compound and skimmed.Door, glass, exposed ends framing, etc. shall be in natural anodized aluminium extrusions, unless otherwise described.All internal corners shall receive taped flush joint treatment.Abutments against ceilings and around cut outs shall receive natural anodized aluminium trimming.Abutments against brick walls and columns and closed ends shall receive natural anodized aluminium wall channel.All external corners shall be protected with galvanized pressed steel angle beads.Skirtings: Skirtings are to be 70 mm natural anodized aluminium and include for any mitres, etc., unless otherwise described.Doors: Unless otherwise described, doors are to be 44 mm semi-solid flush panel with two concealed edges to each leaf with commercial veneer both sides suitable for painting. Ironmongery: Doors shall be hung on 100 mm natural anodized aluminium sinkless hinges, one and a half pairs to each door or leaf of a pair of doors. All other door furniture is to be supplied by others. Prices shall include for fixing of the ironmongery.Edges of aluminium frames to door openings shall be fitted with a Sondor SBR expanded neoprene self adhesive strip.Glazing: Glazed sections of partitions shall consist of 4 mm glass panes set in neoprene seals and secured with natural anodized aluminium glazing beads in aluminium surrounds with mid rail at maximum 1,0 m centres, unless otherwise described. |  | 0 |  |  |  |  | 05/10/2016 12:57:56
701 | 426 | 1 | 11 | 76 |  | 29 |  | Prices: Notches around skirtings, sills, holes, etc., including any necessary additional framing required shall be deemed to be included in the descriptions. Prices for forming openings shall include for all additional framing required and trimming boarding around the opening. |  | 0 |  |  |  |  | 05/10/2016 12:57:56
702 | 427 | 1 | 11 | 76 |  | 30 |  | STANDARD PARTITIONS | H2 | 0 |  |  |  |  | 05/10/2016 12:57:56
703 | 428 | 1 | 11 | 76 |  | 30 |  | Partition with a total thickness of 90 mm consisting of Rhino-Drywall System No 1, having a single layer of 12,7 mm Rhino wallboard on each side of 63,5 mm steel stud | H3 | 0 |  |  |  |  | 19/09/2024 02:02:41
704 | 7335 | 1 | 11 | 76 | 11 | 30.12 |  | Partition 2,80m high | m | 15 |  |  |  |  | 04/06/2024 10:54:58
705 | 437 | 1 | 11 | 76 |  | 30 |  | SUNDRIES TO PARTITIONS | H2 | 0 |  |  |  |  | 05/10/2016 12:57:56
706 | 439 | 1 | 11 | 76 | 12 | 30.17 |  | Extra over 2,8 m high partition for abutment against column or wall. | No | 16 |  |  |  |  | 19/02/2017 08:26:08
707 | 4080 | 1 | 11 | 76 | 13 | 30.17 |  | Extra over 2,8m high partition for fair ends | No | 4 |  |  |  |  | 19/02/2017 08:26:19
709 | 442 | 1 | 12 | 78 |  | 31 |  | BILL NO. 12 | H1 | 0 |  |  |  |  | 10/01/2025 04:55:08
710 | 443 | 1 | 12 | 78 |  | 31 |  | IRONMONGERY | H1 | 0 |  |  |  |  | 07/06/2024 05:14:40
711 | 444 | 1 | 12 | 78 |  | 31 |  | NOTE: Tenderers are advised to study the preambles before pricing this bill. |  | 0 |  |  |  |  | 05/10/2016 12:57:56
712 | 445 | 1 | 12 | 78 |  | 31 |  | NOTE: For the supply of ironmongery see separate bill of Provisional Amounts. |  | 0 |  |  |  |  | 05/10/2016 12:57:56
713 | 446 | 1 | 12 | 78 |  | 31 |  | NOTE: Prices are to include for fixing ironmongery to softwood, hardwood or pressed metal door frames, etc. |  | 0 |  |  |  |  | 05/10/2016 12:57:56
714 | 447 | 1 | 12 | 78 |  | 31 |  | Take delivery of and fix only the following ironmongery: | H3 | 0 |  |  |  |  | 05/10/2016 12:57:56
715 | 3499 | 1 | 12 | 78 |  | 30 |  | Bolts: | H3 | 0 |  |  |  |  | 05/10/2016 12:57:56
716 | 3500 | 1 | 12 | 78 | 1 | 30.1 |  | 150 mm Flush bolt and keep. | No | 4 |  |  |  |  | 05/10/2016 12:57:56
717 | 448 | 1 | 12 | 78 |  | 31 |  | Locks and furniture: | H3 | 0 |  |  |  |  | 05/10/2016 12:57:56
718 | 449 | 1 | 12 | 78 | 2 | 31.1 |  | Mortice lock and furniture. | No | 39 |  |  |  |  | 05/10/2016 12:57:56
719 | 450 | 1 | 12 | 78 | 3 | 31.2 |  | WC indicator bolt. | No | 4 |  |  |  |  | 05/10/2016 12:57:56
720 | 451 | 1 | 12 | 78 |  | 31 |  | Sundries: | H3 | 0 |  |  |  |  | 05/10/2016 12:57:56
721 | 452 | 1 | 12 | 78 | 4 | 31.3 |  | Pull handle. | No | 39 |  |  |  |  | 05/10/2016 12:57:56
722 | 453 | 1 | 12 | 78 | 5 | 31.4 |  | Push plate. | No | 45 |  |  |  |  | 05/10/2016 12:57:56
723 | 6861 | 1 | 12 | 78 | 6 |  |  | Kick plate | m | 12 |  |  |  |  | 05/10/2016 12:57:56
724 | 454 | 1 | 12 | 78 | 7 | 31.5 |  | Overhead door closer. | No | 12 |  |  |  |  | 04/09/2024 04:39:03
725 | 455 | 1 | 12 | 78 | 8 | 31.6 |  | Door stop plugged and screwed to brickwork or concrete. | No | 6 |  |  |  |  | 05/10/2016 12:57:56
726 | 456 | 1 | 12 | 79 | 9 | 31.7 |  | Aluminium sign. | No | 9 |  |  |  |  | 05/10/2016 12:57:56
727 | 457 | 1 | 12 | 79 |  | 31 |  | Supply and fix the following ironmongery: | H3 | 0 |  |  |  |  | 05/10/2016 12:57:56
728 | 459 | 1 | 12 | 79 | 10 | 34.13 |  | 32 mm Diameter stainless steel rear grab rail (Code SR2) from Chairman Industries bolted to wall with 6 mm diameter stainless steel bolts, all as the manufacturer's instructions. | No | 1 |  |  |  |  | 05/10/2016 12:57:56
729 | 460 | 1 | 12 | 79 | 11 | 34.14 |  | 32 mm Diameter stainless steel side grab rail (Code DL2) from Chairman Industries ditto. | No | 1 |  |  |  |  | 05/10/2016 12:57:56
730 | 10829 | 1 | 12 | 79 | 12 |  |  | Double Toilet Roll Holder (Spec TBC) | No | 4 |  |  |  |  | 05/09/2024 12:13:24
731 | 10830 | 1 | 12 | 79 | 13 |  |  | Sanitary Towel Disposal Bin (Spec TBC) | No | 4 |  |  |  |  | 20/09/2024 09:49:34
732 | 10832 | 1 | 12 | 79 | 14 |  |  | Franke - Toilet Brush Holder RODX687 | No | 4 |  |  |  |  | 07/06/2024 09:40:07
733 | 10833 | 1 | 12 | 79 | 15 |  |  | Waste Bin (Spec TBC) | No | 7 |  |  |  |  | 05/09/2024 12:13:36
734 | 10834 | 1 | 12 | 79 | 16 |  |  | Soap Dispenser (Spec TBC) | No | 5 |  |  |  |  | 05/09/2024 12:13:49
735 | 10835 | 1 | 12 | 79 | 17 |  |  | Paper Towel Dispenser (Spec TBC) | No | 5 |  |  |  |  | 05/09/2024 12:13:59
736 | 10836 | 1 | 12 | 79 | 18 |  |  | Franke Jetstream Airtronic Warm Air Hand Dryer | No | 3 |  |  |  |  | 27/09/2024 03:56:01
738 | 10854 | 1 | 13 | 81 |  | 31 |  | BILL NO. 13 | H1 | 0 |  |  |  |  | 10/01/2025 04:55:03
739 | 10855 | 1 | 13 | 81 |  | 31 |  | STRUCTURAL STEEL | H1 | 0 |  |  |  |  | 07/06/2024 05:16:44
740 | 10856 | 1 | 13 | 81 |  | 31 |  | NOTE: Tenderers are advised to study the preambles before pricing this bill. |  | 0 |  |  |  |  | 07/06/2024 05:16:24
741 | 11271 | 1 | 13 | 81 |  |  |  | SUPPLEMENTARY PREAMBLES | H2 | 0 |  |  |  |  | 25/09/2024 10:06:53
742 | 11272 | 1 | 13 | 81 |  | 54 |  | Descriptions | H4 | 0 |  |  |  |  | 25/09/2024 10:07:16
743 | 11273 | 1 | 13 | 81 |  |  |  | Descriptions of bolts shall be deemed to include nuts and washers Descriptions of L-shaped and U-shaped anchor bolts shall be deemed to include bending, threading, nuts and washers and embedding in concrete Descriptions of expansion anchors and bolts and chemical anchors and bolts shall be deemed to include nuts, washers and mortices in brickwork or concrete |  | 0 |  |  |  |  | 25/09/2024 10:07:39
744 | 11274 | 1 | 13 | 81 |  | 1 |  | Specification | H4 | 0 |  |  |  |  | 25/09/2024 10:07:47
745 | 11275 | 1 | 13 | 81 |  | 1 |  | Steelwork shall comply with SABS 1431 Grade 300WA and shall be cleaned and prepared to SABS 064. All steelwork is to be in accordance with the 'Notes' on the engineer's drawings. |  | 0 |  |  |  |  | 25/09/2024 10:07:47
746 | 11276 | 1 | 13 | 81 |  | 1 |  | Drawings | H4 | 0 |  |  |  |  | 25/09/2024 10:07:47
747 | 11277 | 1 | 13 | 81 |  | 1 |  | Applicable general arrangement and layout drawings for this schedule are listed on the Index page. |  | 0 |  |  |  |  | 25/09/2024 10:07:47
748 | 11278 | 1 | 13 | 82 |  |  |  | Shop Drawings | H4 | 0 |  |  |  |  | 25/09/2024 10:07:47
749 | 11279 | 1 | 13 | 82 | 1 |  |  | The contractor is to submit detailed shop drawings to the Engineer prior to fabrication. | Item | 1 |  |  |  |  | 25/09/2024 10:16:21
750 | 11280 | 1 | 13 | 82 |  |  |  | STRUCTURAL STEELWORK | H2 | 0 |  |  |  |  | 25/09/2024 10:07:47
751 | 11281 | 1 | 13 | 82 |  |  |  | Supply and fabrication (8.3.1) | H3 | 0 |  |  |  |  | 25/09/2024 10:07:47
752 | 9886 | 1 | 13 | 82 | 2 |  |  | Structural steel beams to internal slabs. | t | 1.29 |  |  |  |  | 27/09/2024 04:11:31
753 | 11282 | 1 | 13 | 82 | 3 |  |  | Steel Column to Staircase | t | 1.73 |  |  |  |  | 27/09/2024 04:11:35
754 | 11283 | 1 | 13 | 82 | 4 |  |  | Parralel Flange Channel to Stairs | t | 1.81 |  |  |  |  | 27/09/2024 04:11:39
755 | 11329 | 1 | 13 | 82 | 5 |  |  | Angle Iron to Stairs Frames for support to mesh | t | 0.4 |  |  |  |  | 10/10/2024 08:44:10
756 | 11284 | 1 | 13 | 82 | 6 |  |  | Connection Plates between steel members including base plates | t | 0.46 |  |  |  |  | 27/09/2024 04:11:42
757 | 11297 | 1 | 13 | 82 | 7 |  |  | 3mm thick steel vastrap or equal approved plate for landings and treads. | t | 0.49 |  |  |  |  | 27/09/2024 04:11:46
758 | 11285 | 1 | 13 | 82 |  |  |  | PURLINS, GIRTS, BRACING, ETC | H2 | 0 |  |  |  |  | 25/09/2024 10:07:47
759 | 11286 | 1 | 13 | 82 | 8 |  |  | Channel purlins | t | 0.42 |  |  |  |  | 27/09/2024 04:11:49
760 | 11302 | 1 | 13 | 82 |  |  |  | ERECTION BOLTS AND NUTS (8.3.4) | H2 | 0 |  |  |  |  | 27/09/2024 03:57:49
761 | 9301 | 1 | 13 | 82 | 9 |  |  | HT Bolts | No | 24 |  |  |  |  | 10/02/2017 04:10:39
762 | 11008 | 1 | 13 | 82 |  |  |  | FINAL PAINTING OF EXPOSED STRUCTURAL STEELWORK | H2 | 0 |  |  |  |  | 01/09/2024 10:58:38
763 | 11009 | 1 | 13 | 82 |  |  |  | Touch up primer, apply one coat of 'Merit Universal' undercoat to as dry film thickness of 30 micron minimum and one finishing coat of 'Plascon Universal' super enamel paint to a dry film thickness of 30 micron minimum, on steel: | H3 | 0 |  |  |  |  | 01/09/2024 10:58:38
764 | 11012 | 1 | 13 | 82 | 10 |  |  | General surfaces of structural steelwork | m2 | 136 |  |  |  |  | 01/09/2024 12:37:11
765 | 11269 | 1 | 13 | 83 | 11 |  |  | General surfaces of structural steelwork internally | m2 | 26 |  |  |  |  | 20/09/2024 12:48:31
767 | 461 | 1 | 14 | 85 |  | 32 |  | BILL NO. 14 | H1 | 0 |  |  |  |  | 10/01/2025 04:54:47
768 | 462 | 1 | 14 | 85 |  | 32 |  | METALWORK | H1 | 0 |  |  |  |  | 07/06/2024 05:14:45
769 | 11069 | 1 | 14 | 85 |  |  |  | Preambles | H2 | 0 |  |  |  |  | 04/09/2024 11:27:51
770 | 463 | 1 | 14 | 85 |  | 32 |  | NOTE: Tenderers are advised to study the preambles before pricing this bill. |  | 0 |  |  |  |  | 05/10/2016 12:57:56
771 | 11237 | 1 | 14 | 85 |  |  |  | STEEL HANDRAILS | H2 | 0 |  |  |  |  | 19/09/2024 02:45:03
772 | 7663 | 1 | 14 | 85 | 1 |  |  | 50mm Diameter mild steel hollow section handrail detail 1 with L-shaped 10mm diameter rods 160mm long fixed at max 2000mm c/c including all necessary fixing lugs, cover plates and fixing in position to brickwork. | m | 15 |  |  |  |  | 27/09/2024 04:05:51
773 | 11238 | 1 | 14 | 85 |  |  |  | STEEL BALUSTRADES | H2 | 0 |  |  |  |  | 19/09/2024 02:45:03
774 | 11236 | 1 | 14 | 85 | 2 |  |  | 25 x 25mm Mild Steel Square Hollow Section Mild Steel balustrades consisting of top and middle sections and vertical posts every 1 500mm with 10mm base | m | 15 |  |  |  |  | 19/09/2024 02:43:10
775 | 6870 | 1 | 14 | 85 | 3 |  |  | Galvanized steel balustrade including 25 x 25 mild steel square hollow section raking intermediates and vertical posts including all necessary fixing plates, cover plates, bolts, bends, doglegs etc. and fixing in position to brickwork or concrete : | m | 32 |  |  |  |  | 19/09/2024 02:51:01
776 | 11114 | 1 | 14 | 85 |  |  |  | GALVANISED STEEL GATES, SCREENS, ETC | H2 | 0 |  |  |  |  | 04/09/2024 03:41:03
777 | 11224 | 1 | 14 | 85 |  |  |  | White Powder Coated Grill | H3 | 0 |  |  |  |  | 13/09/2024 01:52:36
778 | 11113 | 1 | 14 | 85 | 4 |  |  | 900 x 600mm high Galvanised diamond mesh weather louvres including frame and bolts to secure to brickwork. | No | 2 |  |  |  |  | 04/09/2024 03:41:43
779 | 11223 | 1 | 14 | 85 | 5 |  |  | 600 x 300mm HVAC grill. | No | 8 |  |  |  |  | 13/09/2024 01:52:45
780 | 11225 | 1 | 14 | 86 | 6 |  |  | 900 x 600mm HVAC grill to facades. | No | 2 |  |  |  |  | 13/09/2024 04:32:33
781 | 11226 | 1 | 14 | 86 | 7 |  |  | 400mm diameter grill to facades. | No | 6 |  |  |  |  | 13/09/2024 02:45:18
782 | 2452 | 1 | 14 | 86 | 8 |  |  | Door Louvers - 500mm x 450mm | No | 3 |  |  |  |  | 31/10/2016 05:48:42
783 | 2349 | 1 | 14 | 86 |  | 28 |  | SUNDRY STEELWORK | H2 | 0 |  |  |  |  | 05/10/2016 12:57:56
784 | 10956 | 1 | 14 | 86 | 9 |  |  | 25 x 25mm Square Mesh fixed to steelwork (measured elsewhere) | m2 | 119 |  |  |  |  | 13/09/2024 04:31:19
785 | 468 | 1 | 14 | 86 |  | 32 |  | PRESSED STEEL DOORS AND FRAMES | H2 | 0 |  |  |  |  | 05/10/2016 12:57:56
786 | 469 | 1 | 14 | 86 |  | 32 |  | 1,2 mm Thick pressed steel double rebated door frame to suit half brick wall for door size: | H3 | 0 |  |  |  |  | 05/10/2016 12:57:56
787 | 9249 | 1 | 14 | 86 | 10 |  |  | Frame to suite door size 813mm x 2032mm. | No | 6 |  |  |  |  | 09/02/2017 04:45:47
788 | 471 | 1 | 14 | 86 |  | 32 |  | 1,2 mm Thick pressed steel double rebated door frame to suit one brick wall for door size: | H3 | 0 |  |  |  |  | 05/10/2016 12:57:56
789 | 472 | 1 | 14 | 86 | 11 | 32.5 |  | 44 mm x 813 mm x 2032 mm. | No | 6 |  |  |  |  | 05/10/2016 12:57:56
790 | 474 | 1 | 14 | 86 |  | 32 |  | Preparation of frames for fixing of ironmongery for: | H3 | 0 |  |  |  |  | 05/10/2016 12:57:56
791 | 475 | 1 | 14 | 86 | 12 | 32.7 |  | Overhead door closer. | No | 12 |  |  |  |  | 19/02/2017 07:35:09
792 | 10957 | 1 | 14 | 86 |  |  |  | GALVANISED STEEL SCREENS, GATES, ETC | H3 | 0 |  |  |  |  | 18/06/2024 05:47:50
793 | 10958 | 1 | 14 | 86 |  |  |  | Welded grille gates, screens, etc: | H4 | 0 |  |  |  |  | 18/06/2024 05:47:50
794 | 10959 | 1 | 14 | 86 | 13 |  |  | Single gate 925 x 2064mm high of 50 x 50mm square hollow section frame filled in with 10 x 10mm diagonal bars and including all necessary hinges, pins, plates, padlock plates, bolts, etc. | No | 1 |  |  |  |  | 18/06/2024 05:47:50
795 | 11127 | 1 | 14 | 86 |  |  |  | Making good of existing steel windows : | H4 | 0 |  |  |  |  | 05/09/2024 09:13:46
796 | 11104 | 1 | 14 | 86 | 14 |  |  | All existing windows to be serviced comprising of bent sections straightened, loose intersections welded, broken hinges repaired, damaged and missing stays and catches replaced. | m2 | 38 |  |  |  |  | 05/09/2024 09:14:13
797 | 11105 | 1 | 14 | 87 | 15 |  |  | Service existing steel gates to frontage. | m2 | 20 |  |  |  |  | 04/09/2024 03:23:36
798 | 2684 | 1 | 14 | 87 |  |  |  | GALVINSED STEEL TRANSFORMER DOORS COMPLETE WITH WITH VENTS , FITTINGS AND STEEL FRAMES | H2 | 0 |  |  |  |  | 05/10/2016 12:57:56
799 | 51 | 1 | 14 | 88 |  | 48 |  | ALUMINIUM WINDOWS AND DOORS | H2 | 0 |  |  |  |  | 05/10/2016 12:57:56
800 | 11074 | 1 | 14 | 88 |  | 9 |  | DESIGN AND SPECIFICATION | H2 | 0 |  |  |  |  | 04/09/2024 11:32:30
801 | 11075 | 1 | 14 | 88 |  | 9 |  | General | H2 | 0 |  |  |  |  | 04/09/2024 11:32:30
802 | 11076 | 1 | 14 | 88 |  | 9 |  | Windows, etc. | H3 | 0 |  |  |  |  | 04/09/2024 11:32:30
803 | 11070 | 1 | 14 | 88 |  |  |  | Aluminium doors, windows, etc | H4 | 0 |  |  |  |  | 04/09/2024 11:27:51
804 | 11071 | 1 | 14 | 88 |  |  |  | Doors and windows shall comply with AAAMSA design criteria Glazing shall comply with SAGGA regulations. Glass shall be type laminated performance glass as shown on the window schedules/drawings appended to these bills of quantities (as described in the headings to window descriptions). Glass thickness shall comply with SAGGA regulations irrespective of thicknesses shown on the schedules/drawings Doors and windows shall be supplied with protective tape and plastic and shall be removed only once surrounding trades have been completed For purpose made windows and doors, refer to drawings issued separately from these bills of quantities. |  | 0 |  |  |  |  | 04/09/2024 11:27:51
805 | 11072 | 1 | 14 | 88 |  |  |  | The following certificates shall be provided prior to commencement of site work:1 A copy of the relevant AAAMSA Performance Test Certificate from the manufacturer/contractor supplying the architectural aluminium product 2 A Certificate of Conformance confirming that anodising or powder coating has been processed in accordance with SANS 999 and SANS 1796 respectively |  | 0 |  |  |  |  | 04/09/2024 11:27:51
806 | 11073 | 1 | 14 | 89 |  |  |  | 3 A powder guarantee of not less than 15 years issued by the powder manufacturer. The specific conditions contained in this guarantee shall form part of the powder coating process 4 A Certificate of Conformance confirming that glazing has been installed in accordance with SANS 0137, ensuring that safety glazing materials have been installed in the mandatory areas and that each individual pane of safety glazing materials has been permanently marked5 A warranty from the manufacturer of the laminated safety glass and/or hermetically sealed glazing units guaranteeing the products against delamination and colour degredation for a period of not less than five years |  | 0 |  |  |  |  | 04/09/2024 11:27:51
807 | 11077 | 1 | 14 | 89 |  | 9 |  | Design, manufacture, supply, deliver and fix glass and aluminium windows, shopfronts, doors and louvres in accordance with the Architect's drawings and to the recommended design standards as set out by AAAMSA in their latest editions of the Selected Guide for Glazed Aluminium Shop Entrances and Screens and Selected Guide for Glazed Aluminium Windows and in accordance with the relevant sections of The Model Preambles for Trades 2008 Edition. An AAAMSA performance test certificate for windows will be required from the Sub-Contractor. |  | 0 |  |  |  |  | 04/09/2024 11:32:30
808 | 11078 | 1 | 14 | 89 |  | 9 |  | The design, supply, delivery and fixing of all gear, furniture, handles, fixing lugs, glass, glazing beads, hinges, interlock patented friction stays, sliding gear, tower bolts, catches capable of being locked, timber grounds, fixing brackets, stiffeners, scribers, templates, nylon brushes, ridge and coping pieces, sub frames and framing shall be included. |  | 0 |  |  |  |  | 04/09/2024 11:32:30
809 | 11079 | 1 | 14 | 90 |  | 9 |  | Components | H3 | 0 |  |  |  |  | 04/09/2024 11:32:30
810 | 11080 | 1 | 14 | 90 |  | 9 |  | Framing: All framing is to be made up of extruded aluminium sections. Web and wall thicknesses are to suit the installation to ensure a rigid and durable end product capable of withstanding all prevailing wind and live loads. The aluminium shall be finished smooth in an epoxy powder coated finish not less than 25 micro metres thick to colours selected by the Architect. Powder coating to comply with SABS 1274-1979. Exposed work shall be carefully matched to produce continuity of line, design and finish. Joints in exposed work, unless otherwise shown or required for thermal movement, shall be accurately fitted, rigidly secured with hairline contacts and sealed watertight. |  | 0 |  |  |  |  | 04/09/2024 11:32:30
811 | 11081 | 1 | 14 | 90 |  | 10 |  | Glazing: All glazing is to be in accordance with SABS 0400 - Part N. Windows shall be glazed in glass as shown on the Architects window schedules, unless otherwise described. The glazing systems are to be to the Architect's satisfaction, but must in the first instance be approved by the glass supplier prior to submission of tenders. Each piece of glass shall be inspected immediately before installation. Damaged glass and glass with face imperfections shall not be installed and any cracking or failure resulting from such imperfections shall be replaced at the Sub-Contractor's cost. |  | 0 |  |  |  |  | 04/09/2024 11:32:30
812 | 11082 | 1 | 14 | 90 |  | 10 |  | Sealants: An approved sealant shall be used in strict accordance with the manufacturer's printed instructions to all joints to be sealed and shall be applied only by persons specially trained or experienced in their use. Before applying sealing materials all mortar, dirt, dust, moisture and other foreign matter shall be completely removed from the surface it will contact. Adjoining surfaces shall be masked when required to maintain a clean and neat appearance. Sealing compounds shall be tooled to fill the joint and provide a smooth finished surface. |  | 0 |  |  |  |  | 04/09/2024 11:32:30
813 | 11083 | 1 | 14 | 91 |  | 10 |  | Ironmongery: Tenderers shall submit full specifications with their tender of the ironmongery quoted. Door lock sets shall be supplied by others, tenderers shall price for taking delivery and fixing only. |  | 0 |  |  |  |  | 04/09/2024 11:32:30
814 | 11084 | 1 | 14 | 91 |  |  |  | Shop Drawings | H3 | 0 |  |  |  |  | 04/09/2024 11:32:30
815 | 11085 | 1 | 14 | 91 | 16 |  |  | Shop drawings for approval by the Architect will be required prior to commencing manufacture and within two weeks of being awarded the contract. | Item | 1 |  |  |  |  | 13/09/2024 04:34:45
816 | 11098 | 1 | 14 | 91 | 17 |  |  | Double door type D03 size 1 800mm x 2 100mm. | No | 1 |  |  |  |  | 13/09/2024 12:37:55
817 | 11099 | 1 | 14 | 91 | 18 |  |  | Double door type D04 size 1 800mm x 2 100mm. | No | 1 |  |  |  |  | 13/09/2024 12:37:59
818 | 11096 | 1 | 14 | 91 | 19 |  |  | Window type D05 size 2 615mm x 2 450mm. | No | 1 |  |  |  |  | 20/09/2024 01:30:09
819 | 11097 | 1 | 14 | 91 | 20 |  |  | Extra over shopfront type D05 for single glaszed door size 900mm x 2 450mm. (D05) | No | 1 |  |  |  |  | 19/09/2024 04:50:13
820 | 11215 | 1 | 14 | 91 | 21 |  |  | Window type D06 size 2 634mm x 2 410mm. | No | 1 |  |  |  |  | 20/09/2024 01:30:38
821 | 11217 | 1 | 14 | 91 | 22 |  |  | Extra over shopfront type D06 for single glazed door size 900mm x 2 2410mm. (D06) | No | 1 |  |  |  |  | 19/09/2024 04:51:42
822 | 11216 | 1 | 14 | 91 | 23 |  |  | Window type D16 (TBC) size 2 634mm x 2 410mm. | No | 1 |  |  |  |  | 20/09/2024 01:30:51
823 | 11220 | 1 | 14 | 91 | 24 |  |  | Extra over shopfront type D16 for single glazed door size 900mm x 2 890mm. | No | 1 |  |  |  |  | 19/09/2024 04:51:59
824 | 11126 | 1 | 14 | 91 | 25 |  |  | Single glazed door D10 size 900mm x 2 100mm. | No | 1 |  |  |  |  | 20/09/2024 01:31:02
825 | 11219 | 1 | 14 | 91 | 26 |  |  | Window type D11 size 4 105mm x 2 410mm. | No | 1 |  |  |  |  | 20/09/2024 01:31:54
826 | 11218 | 1 | 14 | 91 | 27 |  |  | Extra over shopfront type D16 for single glazed door size 900mm x 2 410mm. (D16) | No | 1 |  |  |  |  | 19/09/2024 04:56:42
827 | 11221 | 1 | 14 | 91 | 28 |  |  | Window type D20 size 4 105mm x 2 410mm. | No | 1 |  |  |  |  | 20/09/2024 01:32:00
828 | 11222 | 1 | 14 | 91 | 29 |  |  | Extra over shopfront type D20 for single glazed door size 900mm x 2 2410mm. (D20) | No | 1 |  |  |  |  | 19/09/2024 04:56:49
829 | 10056 | 1 | 14 | 92 | 30 |  |  | Window type D14&D15 size 5 900mm x 2 890mm. | No | 1 |  |  |  |  | 20/09/2024 01:32:19
830 | 11094 | 1 | 14 | 92 | 31 |  |  | Extra over shopfront type W02 for single glaszed door size 900mm x 2 410mm. (D14 & D15) | No | 2 |  |  |  |  | 19/09/2024 04:57:22
831 | 11090 | 1 | 14 | 92 | 32 |  |  | Window type D23&D24 size 5 900mm x 2 890mm. | No | 1 |  |  |  |  | 20/09/2024 01:32:28
832 | 11095 | 1 | 14 | 92 | 33 |  |  | Extra over shopfront type D23&D24 for single glazed door size 900mm x 2 410mm. (D23 & D24) | No | 2 |  |  |  |  | 19/09/2024 04:57:29
833 | 11086 | 1 | 14 | 92 |  | 12 |  | Design, supply, manufacture, deliver and install the following shopfronts, windows and doors, including frames, sub frames, grounds, sub grids, sills, flashing pieces, powder coating, glass, sealants, gaskets, sealing between frame and structure, ironmongery, protection, testing, etc. all in accordance with the Architect's drawing no. : | H3 | 0 |  |  |  |  | 04/09/2024 03:01:16
834 | 3996 | 1 | 14 | 92 | 34 |  |  | Window type W01 size 1 430mm x 2 410mm. | No | 1 |  |  |  |  | 20/09/2024 01:32:48
835 | 8117 | 1 | 14 | 92 | 35 |  |  | Window type W02 size 4 387mm x 1 324mm. | No | 1 |  |  |  |  | 20/09/2024 01:33:06
836 | 10055 | 1 | 14 | 92 | 36 |  |  | Window type W04 size 4 387mm x 1 324mm. | No | 1 |  |  |  |  | 20/09/2024 01:33:11
837 | 11087 | 1 | 14 | 92 | 37 |  |  | Window type W07 size 4 387mm x 1 324mm. | No | 1 |  |  |  |  | 20/09/2024 01:33:39
838 | 11088 | 1 | 14 | 92 | 38 |  |  | Window type W09 size 4 387mm x 1 324mm. | No | 1 |  |  |  |  | 20/09/2024 01:33:45
839 | 11089 | 1 | 14 | 92 | 39 |  |  | Window type W03 size 1 926mm x 1 158mm. | No | 1 |  |  |  |  | 20/09/2024 01:34:08
840 | 11091 | 1 | 14 | 92 | 40 |  |  | Window type W08 size 1 926mm x 1 158mm. | No | 1 |  |  |  |  | 20/09/2024 01:34:13
841 | 11092 | 1 | 14 | 92 | 41 |  |  | Window type W05 size 1 900mm x 1 100mm. | No | 1 |  |  |  |  | 20/09/2024 01:34:30
842 | 11093 | 1 | 14 | 92 | 42 |  |  | Window type W06 size 1 900mm x 1 100mm. | No | 1 |  |  |  |  | 20/09/2024 01:34:34
843 | 11125 | 1 | 14 | 92 | 43 |  |  | Sandblast Vinyl | m2 | 42 |  |  |  |  | 04/09/2024 05:36:49
844 | 11121 | 1 | 14 | 92 |  |  |  | Ironmongery | H4 | 0 |  |  |  |  | 04/09/2024 04:32:17
845 | 11122 | 1 | 14 | 92 | 44 |  |  | Take delivery and fix only door lockset to single door. | No | 10 |  |  |  |  | 04/09/2024 04:33:54
846 | 11123 | 1 | 14 | 93 | 45 |  |  | Take delivery and fix only door lockset to double door. | No | 2 |  |  |  |  | 04/09/2024 04:33:58
848 | 493 | 1 | 15 | 95 |  | 34 |  | BILL NO. 15 | H1 | 0 |  |  |  |  | 10/01/2025 04:54:53
849 | 494 | 1 | 15 | 95 |  | 34 |  | PLASTERING | H1 | 0 |  |  |  |  | 07/06/2024 05:14:49
850 | 495 | 1 | 15 | 95 |  | 34 |  | NOTE: Tenderers are advised to study the preambles before pricing this bill. |  | 0 |  |  |  |  | 05/10/2016 12:57:56
851 | 9000 | 1 | 15 | 95 |  |  |  | Plaster note: Plaster sand should comply with SABS 1090 requirements. Plaster mix must be applied at a minimum thickness of 10mm, curing to a hard and sound finish, free of soft and friable material. MPA strength comply with SABS 0164-1 |  | 0 |  |  |  |  | 14/01/2017 03:50:52
852 | 496 | 1 | 15 | 95 |  | 34 |  | SCREEDS | H2 | 0 |  |  |  |  | 05/10/2016 12:57:56
853 | 5927 | 1 | 15 | 95 |  |  |  | Screeds finished smooth with a wood float | H3 | 0 |  |  |  |  | 20/09/2024 01:37:54
854 | 4120 | 1 | 15 | 95 | 1 | 35.2 |  | 25 mm Thick on horizontal surfaces to receive floor finishes. | m2 | 106 |  |  |  |  | 05/10/2016 12:57:56
855 | 4134 | 1 | 15 | 95 | 2 | 34.1 |  | 30 mm Thick on treads and risers of stairs. | m2 | 4 |  |  |  |  | 05/06/2024 11:15:23
856 | 510 | 1 | 15 | 95 |  | 34 |  | PLASTER | H2 | 0 |  |  |  |  | 05/10/2016 12:57:56
857 | 511 | 1 | 15 | 95 |  | 34 |  | Externally | H3 | 0 |  |  |  |  | 05/10/2016 12:57:56
858 | 512 | 1 | 15 | 95 |  | 34 |  | One coat 5:1 cement scratch plaster wood float finished on: | H3 | 0 |  |  |  |  | 05/10/2016 12:57:56
859 | 513 | 1 | 15 | 95 | 3 | 34.8 |  | Vertical brick surfaces (small part on concrete). | m2 | 156 |  |  |  |  | 05/06/2024 11:17:28
860 | 516 | 1 | 15 | 95 | 4 | 34.11 |  | Narrow widths not exceeding 300 mm wide. | m2 | 8 |  |  |  |  | 05/06/2024 11:17:58
861 | 8535 | 1 | 15 | 95 | 5 | 35.19 |  | Horizontal soffit of concrete slabs. | m2 | 6 |  |  |  |  | 19/02/2017 07:37:06
862 | 525 | 1 | 15 | 95 |  | 35 |  | Internally | H3 | 0 |  |  |  |  | 05/10/2016 12:57:56
863 | 529 | 1 | 15 | 96 |  | 35 |  | One coat 6:1 cement plaster finished with a steel float on: | H3 | 0 |  |  |  |  | 05/10/2016 12:57:56
864 | 527 | 1 | 15 | 96 | 6 | 35.16 |  | Vertical brick surfaces (small part on concrete). | m2 | 261 |  |  |  |  | 05/06/2024 11:20:24
865 | 528 | 1 | 15 | 96 | 7 | 35.17 |  | Narrow widths not exceeding 300 mm wide. | m2 | 6 |  |  |  |  | 05/06/2024 11:20:28
867 | 539 | 1 | 16 | 98 |  | 36 |  | BILL NO. 16 | H1 | 0 |  |  |  |  | 10/01/2025 04:54:25
868 | 540 | 1 | 16 | 98 |  | 36 |  | TILING | H1 | 0 |  |  |  |  | 07/06/2024 05:14:53
869 | 541 | 1 | 16 | 98 |  | 36 |  | NOTE: Tenderers are advised to study the preambles before pricing this bill. |  | 0 |  |  |  |  | 05/10/2016 12:57:56
870 | 3503 | 1 | 16 | 98 |  | 35 |  | NOTE: Tenderers are advised to contact the following tile suppliers to source tile specifications: Remake Architectural Specification Consultants ccAttention: Clare ScottTel: +27 861 736253www.remake.co.zaTilespace Bathroom & HomeTel: 010 005 0900 |  | 0 |  |  |  |  | 17/01/2017 03:23:14
871 | 542 | 1 | 16 | 98 |  | 36 |  | WALL TILES | H2 | 0 |  |  |  |  | 05/10/2016 12:57:56
872 | 4733 | 1 | 16 | 98 |  | 36 |  | 200mm x 200mm Ceramic wall tile - (PC R 250 /m2 supplied and delivered) or similar approved wall tiles fixed with "Tal" or a similar approved adhesive all in strict accordance with the manufacturer's instructions on a cement plaster backing (elsewhere measured) with joints grouted in solid in "Tal" or equal approved yellow colour wall tile grout including all square cutting and waste to: | H3 | 0 |  |  |  |  | 19/09/2024 01:44:46
873 | 2658 | 1 | 16 | 98 | 1 | 36.1 |  | Walls. | m2 | 55 |  |  |  |  | 27/09/2024 04:08:59
874 | 4735 | 1 | 16 | 98 | 2 |  |  | Narrow widths not exceeding 300mm wide. | m2 | 3 |  |  |  |  | 05/06/2024 11:26:14
875 | 3445 | 1 | 16 | 98 |  |  |  | Wall Sundries | H3 | 0 |  |  |  |  | 05/10/2016 12:57:56
876 | 7600 | 1 | 16 | 98 | 3 |  |  | Pure white PVC corner tile strip | m | 12 |  |  |  |  | 05/10/2016 12:57:56
877 | 560 | 1 | 16 | 98 |  | 37 |  | FLOOR TILES | H2 | 0 |  |  |  |  | 05/10/2016 12:57:56
878 | 7148 | 1 | 16 | 99 |  |  |  | 600mm x 600mm (PC R220-00/m2 supplied and delivered) slim line terrazzo tiles, colour speckled charcoal laid with "Tal Gold Star 6"adhesive in accordance with the manufacturer's instructions with 3mm joints grouted in floor tile grout (colour: dove grey) including all square cutting and waste to: | H3 | 0 |  |  |  |  | 27/09/2024 04:08:05
879 | 7149 | 1 | 16 | 99 | 4 |  |  | Floors | m2 | 62 |  |  |  |  | 27/09/2024 04:08:16
880 | 7291 | 1 | 16 | 99 | 5 |  |  | Risers 170mm high | m | 17 |  |  |  |  | 27/09/2024 04:08:25
881 | 7292 | 1 | 16 | 99 | 6 |  |  | Treads 300mm wide | m | 5 |  |  |  |  | 27/09/2024 04:08:34
882 | 7293 | 1 | 16 | 99 | 7 | 37.13 |  | Skirting 95 mm high. | m | 74 |  |  |  |  | 27/09/2024 04:08:40
883 | 4764 | 1 | 16 | 99 |  | 37 |  | EXPANSION JOINTS IN TILING | H2 | 0 |  |  |  |  | 05/10/2016 12:57:56
884 | 4765 | 1 | 16 | 99 | 8 | 37.18 |  | Polysulphide joint size 10 mm x 6 mm to floor tiling. | m | 31 |  |  |  |  | 05/10/2016 12:57:56
885 | 4766 | 1 | 16 | 99 |  | 33 |  | DIVIDING STRIPS | H2 | 0 |  |  |  |  | 05/10/2016 12:57:56
886 | 4769 | 1 | 16 | 99 | 9 | 37.7 |  | 10mm Stainless steel square edge trim SQE100 supplied by Kirk Marketing as nosing to stair treads. | m | 17 |  |  |  |  | 19/02/2017 07:48:07
887 | 8313 | 1 | 16 | 99 | 10 |  |  | 12mm Aluminium straight edge trim ASE-120 | m | 74 |  |  |  |  | 05/06/2024 11:31:26
888 | 4132 | 1 | 16 | 99 | 11 |  |  | 10mm Stainless steel straight edge trim SSE100 to skirtings. | m | 46 |  |  |  |  | 19/02/2017 07:48:16
890 | 1344 | 1 | 17 | 101 |  | 38 |  | BILL NO. 17 | H1 | 0 |  |  |  |  | 10/01/2025 04:54:05
891 | 1345 | 1 | 17 | 101 |  | 38 |  | PLUMBING AND DRAINAGE | H1 | 0 |  |  |  |  | 01/09/2024 01:12:02
892 | 1346 | 1 | 17 | 101 |  | 38 |  | NOTE: Tenderers are advised to study the preambles before pricing this bill. |  | 0 |  |  |  |  | 05/10/2016 12:57:56
893 | 2588 | 1 | 17 | 101 |  |  |  | General | H3 | 0 |  |  |  |  | 05/10/2016 12:57:56
894 | 2589 | 1 | 17 | 101 |  |  |  | Descriptions of cast iron roof outlets shall be deemed to include joints to pipes and casting into concrete (adaptors for joints to PVC pipes, etc are given separately) Descriptions of overflow pipes where measured in number, shall be deemed to include joints to cisterns and splay cut ends |  | 0 |  |  |  |  | 05/10/2016 12:57:56
895 | 2612 | 1 | 17 | 101 |  | 38 |  | Concrete pipes | H3 | 0 |  |  |  |  | 05/10/2016 12:57:56
896 | 2613 | 1 | 17 | 101 |  | 38 |  | Pipes shall be jointed with ogee joints with rubber collars or socket and spigot joints with rubber rings. |  | 0 |  |  |  |  | 05/10/2016 12:57:56
897 | 2614 | 1 | 17 | 101 |  | 38 |  | Exposed concrete surfaces | H3 | 0 |  |  |  |  | 05/10/2016 12:57:56
898 | 2615 | 1 | 17 | 101 |  | 38 |  | Exposed surfaces of concrete storm water channels, cover slabs, inspection eye marker slabs, gulley tops, cleaning eye tops, catchpits, inspection chambers, etc. shall be finished smooth with plaster. |  | 0 |  |  |  |  | 05/10/2016 12:57:56
899 | 2616 | 1 | 17 | 101 |  | 38 |  | Excavations | H3 | 0 |  |  |  |  | 05/10/2016 12:57:56
900 | 2617 | 1 | 17 | 101 |  | 38 |  | No claim for rock excavations will be entertained unless the contractor has timeously notified the quantity surveyor thereof prior to backfilling."Soft rock" and "hard rock" shall be as defined in "Earthworks". |  | 0 |  |  |  |  | 05/10/2016 12:57:56
901 | 2618 | 1 | 17 | 102 |  | 39 |  | Laying, backfilling, bedding, etc. of pipes | H3 | 0 |  |  |  |  | 05/10/2016 12:57:56
902 | 2619 | 1 | 17 | 102 |  | 39 |  | Pipes shall be laid and bedded and trenches shall be carefully backfilled in accordance with the manufacturers' instructions.Where no manufacturers' instructions exist pipes shall be laid in accordance with clauses 5.1 and 5.2 of each of the following:SABS 1200 L : Medium-pressure pipelinesSABS 1200 LD : SewersSABS 1200 LE : Stormwater drainagePipe trenches, etc. shall be backfilled in accordance with clauses 3, 5.5, 5.6, 5.7 and 7 of SABS 1200 DB : Earthworks (Pipe trenches).Pipes shall be bedded in accordance with clauses 3.1 to 3.4.1, 5.1 to 5.3, and 7 of SABS 1200 LB : Bedding (Pipes).Unless otherwise described bedding of rigid pipes shall be class B bedding. |  | 0 |  |  |  |  | 05/10/2016 12:57:56
903 | 11041 | 1 | 17 | 102 |  |  |  | RAINWATER DISPOSAL | H3 | 0 |  |  |  |  | 01/09/2024 01:12:47
904 | 11042 | 1 | 17 | 102 |  |  |  | 0,6mm 'Watertite' or equal and approved seamless prepainted inside and outside aluminium gutters and rainwater pipes: | H4 | 0 |  |  |  |  | 01/09/2024 01:12:47
905 | 11049 | 1 | 17 | 102 | 1 |  |  | Service existing gutters in single lengths fixed to fibre cement fascia with internal aluminium hangers at 600mm centres. | m | 17 |  |  |  |  | 01/09/2024 01:13:33
906 | 11043 | 1 | 17 | 102 | 2 |  |  | 125 x 100mm Domestic type standard Ogee eaves gutters in single lengths fixed to fibre cement fascia with internal aluminium hangers at 600mm centres | m | 68 |  |  |  |  | 01/09/2024 01:12:47
907 | 11044 | 1 | 17 | 102 | 3 |  |  | Extra over eaves gutter for stopped end. | No | 5 |  |  |  |  | 01/09/2024 01:12:47
908 | 11045 | 1 | 17 | 102 | 4 |  |  | Extra over eaves gutter for angle. | No | 10 |  |  |  |  | 01/09/2024 01:12:47
909 | 11046 | 1 | 17 | 102 | 5 |  |  | Extra over eaves gutter for outlet for 75 x 50mm pipe. | No | 13 |  |  |  |  | 01/09/2024 01:12:47
910 | 11047 | 1 | 17 | 102 | 6 |  |  | 75 x 50mm Rainwater pipes fixed to wall with and including galvanised steel straps at 900mm centres. | m | 89 |  |  |  |  | 01/09/2024 01:12:47
911 | 11048 | 1 | 17 | 102 | 7 |  |  | Extra over rainwater pipe for shoe. | No | 13 |  |  |  |  | 01/09/2024 01:12:47
912 | 5897 | 1 | 17 | 103 |  |  |  | SANITARY FITTINGS | H2 | 0 |  |  |  |  | 05/10/2016 12:57:56
913 | 7436 | 1 | 17 | 103 |  |  |  | PLUMBING FITTINGS | H2 | 0 |  |  |  |  | 05/10/2016 12:57:56
914 | 7665 | 1 | 17 | 103 | 8 |  |  | New Duravit D-Code wall mounted wash hand basin including mounting brackets. | No | 1 |  |  |  |  | 19/09/2024 12:35:46
915 | 11181 | 1 | 17 | 103 | 9 |  |  | Hansgrohe decor care mixer suitable for Paraplegic Users to Wash Hand Basins. | No | 1 |  |  |  |  | 19/09/2024 12:36:29
916 | 9989 | 1 | 17 | 103 | 10 |  |  | New Duravit Vero wash hand basin on vanity (vanity measured elsewhere). | No | 3 |  |  |  |  | 20/09/2024 09:51:36
917 | 11180 | 1 | 17 | 103 | 11 |  |  | Hansgrohe Talis E self-closing pillar tap to Wash Hand Basins. | No | 3 |  |  |  |  | 19/09/2024 12:38:10
918 | 7667 | 1 | 17 | 103 | 12 |  |  | Duravit D-Neo wall mounted pan with soft close seat and Geberit Sigma concealed cistern and Sigma 30 actuator plate (white), installed to manufacturer's specification. | No | 3 |  |  |  |  | 19/09/2024 12:23:26
919 | 131 | 1 | 17 | 103 | 13 | 51.57 |  | Duravit D-Neo wall mounted pan suitable for Paraplegic Users including soft close seat and Geberit Sigma concealed cistern and Sigma 30 actuator plate (white), installed to manufacturer's specification. | No | 1 |  |  |  |  | 19/09/2024 12:28:59
920 | 76 | 1 | 17 | 103 | 14 | 49.21 |  | Franke Quinline stainless steel double bowl sink. | No | 2 |  |  |  |  | 06/09/2024 09:44:52
921 | 11182 | 1 | 17 | 103 | 15 |  |  | Hansgrohe Vernis Blend kitchen mixer | No | 2 |  |  |  |  | 19/09/2024 12:51:37
922 | 11178 | 1 | 17 | 103 | 16 |  |  | Garden Hosebib Tap | No | 2 |  |  |  |  | 05/09/2024 05:49:41
923 | 5906 | 1 | 17 | 103 |  |  |  | ELECTRICAL WATER HEATERS | H2 | 0 |  |  |  |  | 05/10/2016 12:57:56
924 | 7673 | 1 | 17 | 103 | 17 |  |  | 300L Heat pumb geysers per Airco | No | 1 |  |  |  |  | 17/01/2017 03:35:53
925 | 9830 | 1 | 17 | 103 |  |  |  | STORMWATER DRAINAGE, INSPECTION CHAMBERS ETC. | H2 | 0 |  |  |  |  | 17/02/2017 04:14:29
926 | 11004 | 1 | 17 | 103 |  |  |  | Precast concrete channels | H4 | 0 |  |  |  |  | 01/09/2024 10:07:54
927 | 11005 | 1 | 17 | 103 | 18 |  |  | 288 x 135mm Precast Channel. | m | 20 |  |  |  |  | 27/09/2024 04:00:28
928 | 11006 | 1 | 17 | 104 | 19 |  |  | Extra over for angles, intersections, ends, dressing into sides of catchpits, etc | No | 4 |  |  |  |  | 01/09/2024 10:10:52
929 | 11141 | 1 | 17 | 104 |  |  |  | COLD WATER RETICULATION INSTALLATION | H2 | 0 |  |  |  |  | 05/09/2024 12:16:52
930 | 11142 | 1 | 17 | 104 |  |  |  | All rates supplied in this Bill of Quantities will be deemed to include scaffolding to any height and fixing of cold and hot water pipes up to and including roof height. All pipes suspended from concrete slabs, roof, ceiling, etc. shall be deemed to include in the rates, all necessary hanger brackets, threaded rod (irrespective of the suspension length), nuts, washers, anchors and drilling of holes in the concrete slab. For the complete supply, delivery and installation of supply piping, as specified, piping to include piping between geysers on roof. All cold and hot water pipes are to be chased into walls except where pipes are to be surface-mounted on wall face or run in ceiling voids or inside ducts, and fixed with standard type pipe saddlers and brackets at 1000mm maximum. |  | 0 |  |  |  |  | 05/09/2024 12:16:52
931 | 11143 | 1 | 17 | 104 |  |  |  | COLD WATER PIPING & FfITTINGS | H2 | 0 |  |  |  |  | 05/09/2024 12:16:52
932 | 11144 | 1 | 17 | 104 |  |  |  | Supply and install Pex-Al-Pex mulatilayer pipes | H3 | 0 |  |  |  |  | 05/09/2024 12:16:52
933 | 11145 | 1 | 17 | 104 | 20 |  |  | Ø32mm pipe | m | 40 |  |  |  |  | 05/09/2024 12:16:52
934 | 11146 | 1 | 17 | 104 | 21 |  |  | Ø20mm pipe | m | 20 |  |  |  |  | 05/09/2024 12:16:52
935 | 11147 | 1 | 17 | 104 | 22 |  |  | Ø16mm pipe | m | 16 |  |  |  |  | 05/09/2024 12:16:52
936 | 11148 | 1 | 17 | 104 | 23 |  |  | Ø32mm Equal T-piece | No | 15 |  |  |  |  | 05/09/2024 12:16:52
937 | 11149 | 1 | 17 | 104 | 24 |  |  | Ø32mm x Ø16mm x Ø32mm Un-Equal T-piece | No | 15 |  |  |  |  | 05/09/2024 12:35:09
938 | 11150 | 1 | 17 | 104 | 25 |  |  | Ø32mm x Ø20mm x Ø32mm Un-Equal T-piece | No | 15 |  |  |  |  | 05/09/2024 12:35:27
939 | 11151 | 1 | 17 | 104 | 26 |  |  | Ø20mm x Ø16mm x Ø20mm Un-Equal T-piece | No | 15 |  |  |  |  | 05/09/2024 12:35:35
940 | 11152 | 1 | 17 | 104 | 27 |  |  | Ø16mm x Ø16mm x Ø16mm Equal T-piece | No | 15 |  |  |  |  | 05/09/2024 12:35:44
941 | 11153 | 1 | 17 | 105 | 28 |  |  | Threaded Ø32mm Elbow: 90° | No | 30 |  |  |  |  | 05/09/2024 12:16:52
942 | 11154 | 1 | 17 | 105 | 29 |  |  | Threaded Ø20mm Elbow: 90° | No | 24 |  |  |  |  | 05/09/2024 12:16:52
943 | 11155 | 1 | 17 | 105 | 30 |  |  | Threaded Ø16mm Elbow: 90° | No | 21 |  |  |  |  | 05/09/2024 12:16:52
944 | 11156 | 1 | 17 | 105 | 31 |  |  | Reducer: Ø32mm x Ø20mm | No | 21 |  |  |  |  | 05/09/2024 12:16:52
945 | 11157 | 1 | 17 | 105 | 32 |  |  | Reducer: Ø20mm x Ø16mm | No | 21 |  |  |  |  | 05/09/2024 12:16:52
946 | 11158 | 1 | 17 | 105 | 33 |  |  | Pipe clamps and hangers | SUM | 1 |  |  |  |  | 05/09/2024 12:16:52
947 | 11159 | 1 | 17 | 105 | 34 |  |  | Supply and Install Ø32mm isolating gate valve on cold water main pipes | No | 10 |  |  |  |  | 05/09/2024 12:16:52
948 | 11160 | 1 | 17 | 105 | 35 |  |  | Supply and Install Ø25mm isolating ball valve with lever on cold and hot water main pipes | No | 30 |  |  |  |  | 05/09/2024 12:16:52
949 | 11161 | 1 | 17 | 105 | 36 |  |  | Supply and Install Ø15mm isolating ball valve with lever on cold and hot water main pipes | No | 15 |  |  |  |  | 05/09/2024 12:16:52
950 | 11162 | 1 | 17 | 105 | 37 |  |  | Flexible connector to sanitay fittings | No | 16 |  |  |  |  | 05/09/2024 12:16:52
951 | 11163 | 1 | 17 | 105 | 38 |  |  | Supply and Install 15mm diameter stopcock/angle valve on cold and hot water pipe to sanitary appliance or sink | No | 16 |  |  |  |  | 05/09/2024 12:16:53
952 | 11164 | 1 | 17 | 105 |  |  |  | SANITARY DRAINAGE PIPING & FITTINGS | H2 | 0 |  |  |  |  | 05/09/2024 12:16:53
953 | 11165 | 1 | 17 | 105 |  |  |  | Polyvinyl Chloride (PVC) pipe, as 'Marley Pipe Systems' or equal approved, including couplers in the running length, installed in accordance with SANS 10400 and SANS 10252-2:2004 | H3 | 0 |  |  |  |  | 05/09/2024 12:16:53
954 | 11174 | 1 | 17 | 105 | 39 |  |  | Ø110mm uPVC pipe | m | 60 |  |  |  |  | 06/09/2024 09:47:53
955 | 11166 | 1 | 17 | 105 | 40 |  |  | Ø50mm uPVC pipe | m | 130 |  |  |  |  | 05/09/2024 12:16:53
956 | 11175 | 1 | 17 | 105 | 41 |  |  | Ø110mm fitting; 90°elbow | No | 8 |  |  |  |  | 06/09/2024 09:47:59
957 | 11167 | 1 | 17 | 105 | 42 |  |  | Ø50mm fitting; 90°elbow | No | 18 |  |  |  |  | 05/09/2024 12:16:53
958 | 11176 | 1 | 17 | 105 | 43 |  |  | Ø110mm fitting; 45°elbow | No | 4 |  |  |  |  | 06/09/2024 09:48:03
959 | 11168 | 1 | 17 | 106 | 44 |  |  | Ø50mm fitting; 45°elbow | No | 18 |  |  |  |  | 05/09/2024 12:16:53
960 | 11169 | 1 | 17 | 106 | 45 |  |  | Ø110mm x Ø110mm x Ø110mm fitting; 90° Equal T-Piece | No | 4 |  |  |  |  | 06/09/2024 09:48:08
961 | 11177 | 1 | 17 | 106 | 46 |  |  | Ø50mm x Ø50mm x Ø50mm fitting; 90° Equal T-Piece | No | 18 |  |  |  |  | 05/09/2024 04:32:40
962 | 11170 | 1 | 17 | 106 | 47 |  |  | Ø50mm vent one way valve | No | 6 |  |  |  |  | 05/09/2024 12:16:53
963 | 11171 | 1 | 17 | 106 | 48 |  |  | 40mm 'Dutton' flexi rubber "P" trap complete with coupling clamps. | No | 2 |  |  |  |  | 05/09/2024 12:16:53
964 | 11172 | 1 | 17 | 106 | 49 |  |  | Supply and install chromium plated 'Cobra' Bottle Trap with 40mm female inlet x 50mm outlet for PVC tube connection | No | 4 |  |  |  |  | 05/09/2024 12:16:53
965 | 11173 | 1 | 17 | 106 | 50 |  |  | 110mm Gulley complete with gulley stone,P-trap,and grelle including a tap. | No | 1 |  |  |  |  | 05/09/2024 12:16:53
967 | 11513 | 1 | 18 | 108 |  | 36 |  | BILL NO. 18 | H1 | 0 |  |  |  |  | 10/01/2025 04:53:16
968 | 11332 | 1 | 18 | 108 |  |  |  | MECHANICAL INSTALLATION WATERPIPE FOR FIRE PREVENTION | H1 | 0 |  |  |  |  | 10/01/2025 04:53:48
969 | 11333 | 1 | 18 | 108 |  |  |  | BILL 1 : PRELIMINARIES AND GENERAL | H2 | 0 |  |  |  |  | 17/10/2024 09:30:40
970 | 11334 | 1 | 18 | 108 | 1 |  |  | Preliminaries and General - Refer QS Documentation | SUM | 1 |  |  |  |  | 17/10/2024 09:30:40
971 | 11335 | 1 | 18 | 108 |  |  |  | BILL 2 : GENERAL | H2 | 0 |  |  |  |  | 17/10/2024 09:30:40
972 | 11336 | 1 | 18 | 108 |  |  |  | MATERIALS | H3 | 0 |  |  |  |  | 17/10/2024 09:30:40
973 | 11337 | 1 | 18 | 108 | 2 |  |  | Allow for only approved materials and components. | SUM | 1 |  |  |  |  | 17/10/2024 09:30:40
974 | 11338 | 1 | 18 | 108 |  |  |  | TRAINING | H3 | 0 |  |  |  |  | 17/10/2024 09:30:40
975 | 11339 | 1 | 18 | 108 | 3 |  |  | Allow for the training of staff in the use of system on completion of work. | SUM | 1 |  |  |  |  | 17/10/2024 09:30:40
976 | 11340 | 1 | 18 | 108 |  |  |  | CERTIFICATION | H3 | 0 |  |  |  |  | 17/10/2024 09:30:40
977 | 11341 | 1 | 18 | 108 | 4 |  |  | Certification of system and components on completion of work. | SUM | 1 |  |  |  |  | 17/10/2024 09:30:40
978 | 11342 | 1 | 18 | 108 |  |  |  | CALCULATIONS | H3 | 0 |  |  |  |  | 17/10/2024 09:30:40
979 | 11343 | 1 | 18 | 108 | 5 |  |  | Submission of full hydraulic calculations on completion of shop drawings. | SUM | 1 |  |  |  |  | 17/10/2024 09:30:40
980 | 11344 | 1 | 18 | 108 |  |  |  | AUTODESK DOCUMENTATION | H3 | 0 |  |  |  |  | 17/10/2024 09:30:40
981 | 11345 | 1 | 18 | 108 | 6 |  |  | Provision of all shop drawings in Autodesk AutoCAD. | SUM | 1 |  |  |  |  | 17/10/2024 09:30:40
982 | 11346 | 1 | 18 | 109 |  |  |  | EQUIPMENT SELECTION | H3 | 0 |  |  |  |  | 17/10/2024 09:30:40
983 | 11347 | 1 | 18 | 109 | 7 |  |  | Provision of sample equipment for approval. | SUM | 1 |  |  |  |  | 17/10/2024 09:30:40
984 | 11348 | 1 | 18 | 109 |  |  |  | REPLACEMENT OF SPRINKLER SYSTEM ICV's | H3 | 0 |  |  |  |  | 17/10/2024 09:30:40
985 | 11349 | 1 | 18 | 109 | 8 |  |  | To be replaced like for like - details to be considered on site. | SUM | 1 |  |  |  |  | 17/10/2024 09:30:40
986 | 11350 | 1 | 18 | 109 |  |  |  | FLUSHING OF FIRE WATER RETICULATION | H3 | 0 |  |  |  |  | 17/10/2024 09:30:40
987 | 11351 | 1 | 18 | 109 | 9 |  |  | Allowance to flush fire water reticulation system. | SUM | 1 |  |  |  |  | 17/10/2024 09:30:40
988 | 11352 | 1 | 18 | 109 | 10 |  |  | Any items not listed (Specify) | SUM | 1 |  |  |  |  | 17/10/2024 09:30:40
989 | 11353 | 1 | 18 | 109 |  |  |  | BILL 3 : HOSE REEL INSTALLATION | H2 | 0 |  |  |  |  | 17/10/2024 09:30:40
990 | 11354 | 1 | 18 | 109 |  |  |  | HOSE REEL AND EXTINGUISHER INSTALLATION | H3 | 0 |  |  |  |  | 17/10/2024 09:30:40
991 | 11355 | 1 | 18 | 109 |  |  |  | Supply, delivery, installation, connection, testing, and commissioning of a completely functioning hose reel installation as itemised below: | H4 | 0 |  |  |  |  | 17/10/2024 09:30:40
992 | 11356 | 1 | 18 | 109 | 11 |  |  | • 50 mm diameter medium quality (SANS 62) black steel hose reel supply pipework including breaking in, elbows, fittings, hangers, offsets around structure, etc. | m | 25 |  |  |  |  | 17/10/2024 09:30:40
993 | 11357 | 1 | 18 | 109 | 12 |  |  | • 40 mm diameter medium quality (SANS 62) black steel hose reel supply pipework including breaking in, elbows, fittings, hangers, offsets around structure, etc. | m | 5 |  |  |  |  | 17/10/2024 09:30:40
994 | 11358 | 1 | 18 | 109 | 13 |  |  | • 32 mm diameter medium quality (SANS 62) black steel hose reel supply pipework including breaking in, elbows, fittings, hangers, offsets around structure, etc. | m | 50 |  |  |  |  | 17/10/2024 09:30:41
995 | 11359 | 1 | 18 | 109 | 14 |  |  | • 25 mm diameter (horizontal main) medium quality (SANS 62) black steel hose reel supply pipework including breaking in, elbows, fittings, hangers, offsets around structure, etc. | m | 100 |  |  |  |  | 17/10/2024 09:30:41
996 | 11360 | 1 | 18 | 110 | 15 |  |  | • Hose reels with 30 metres of 25mm diameter approved hose and metal nozzle (not plastic) (Complete). | No | 4 |  |  |  |  | 17/10/2024 09:30:41
997 | 11361 | 1 | 18 | 110 | 16 |  |  | • 4,5kg DCP fire extinguishers fully installed on Varnished meranti backing boards | No | 5 |  |  |  |  | 17/10/2024 09:30:41
998 | 11362 | 1 | 18 | 110 | 17 |  |  | • 5kg CO2 fire extinguishers fully installed on Varnished meranti backing boards | No | 3 |  |  |  |  | 17/10/2024 09:30:41
999 | 11363 | 1 | 18 | 110 |  |  |  | BILL 4 : SCAFFOLDING AND ERECTION EQUIPMENT | H2 | 0 |  |  |  |  | 17/10/2024 09:30:41
1000 | 11364 | 1 | 18 | 110 | 18 |  |  | SCAFFOLDING Allow for the provision, erection, use, dismantling and transportation of scaffolding in accordance with the requirements of the Occupational Health and Safety Act (Act 85 of 1993). Note: No scaffolding will be provided by others. Tenderer not to allow for working off of roof steelwork. | SUM | 1 |  |  |  |  | 17/10/2024 09:30:41
1001 | 11365 | 1 | 18 | 110 | 19 |  |  | ERECTION EQUIPMENT Allow for any additional erection equipment required for the installation of the fire water system to all portions of the building as indicated on the tender drawings. Note: No erection equipment will be provided by others. Tenderer not to allow for working off of roof steelwork. | SUM | 1 |  |  |  |  | 17/10/2024 09:30:41
1002 | 11366 | 1 | 18 | 110 | 20 |  |  | Container hire | SUM | 1 |  |  |  |  | 17/10/2024 09:30:41
1003 | 11367 | 1 | 18 | 110 | 21 |  |  | Any items not listed (Specify) | SUM | 1 |  |  |  |  | 17/10/2024 09:30:41
1004 | 11368 | 1 | 18 | 110 |  |  |  | BILL 5 : PROJECT ENGINEERING, MANAGEMENT AND CONTROL | H2 | 0 |  |  |  |  | 17/10/2024 09:30:41
1005 | 11369 | 1 | 18 | 111 |  |  |  | PROJECT ENGINEERING, MANAGEMENT AND QUALITY CONTROL | H3 | 0 |  |  |  |  | 17/10/2024 09:30:41
1006 | 11370 | 1 | 18 | 111 | 22 |  |  | Allow for project engineering, management, and quality control in accordance with the conditions as set out in the contract. | SUM | 1 |  |  |  |  | 17/10/2024 09:30:41
1007 | 11371 | 1 | 18 | 111 |  |  |  | FIRST YEAR’S MAINTENANCE AND GUARANTEE | H3 | 0 |  |  |  |  | 17/10/2024 09:30:41
1008 | 11372 | 1 | 18 | 111 | 23 |  |  | Provide for one year's fee maintenance and guarantee | SUM | 1 |  |  |  |  | 17/10/2024 09:30:41
1009 | 11373 | 1 | 18 | 111 |  |  |  | LABOUR, TESTING, TRAINING, COMMISSIONING AND HANDOVER | H3 | 0 |  |  |  |  | 17/10/2024 09:30:41
1010 | 11374 | 1 | 18 | 111 | 24 |  |  | Allow for the required labour to successfully complete the project in accordance with the contract and specification. This amount should include for all labour requirements, including labour required for testing, commissioning and handover including O&M manuals. As part of the commissioning, the system is to be preflushed to ensure no debris are within pipework, and a flow test at the most remote hydrant to proof system will be required | SUM | 1 |  |  |  |  | 17/10/2024 09:30:41
1011 | 11375 | 1 | 18 | 111 |  |  |  | OHS ACT COMPLIANCE | H3 | 0 |  |  |  |  | 17/10/2024 09:30:41
1012 | 11376 | 1 | 18 | 111 | 25 |  |  | Allow for full compliance with the Occupational Health and Safety Act and all its regulations, including safety files, etc. | SUM | 1 |  |  |  |  | 17/10/2024 09:30:41
1013 | 11377 | 1 | 18 | 111 |  |  |  | SPECIAL ATTENDANCE | H3 | 0 |  |  |  |  | 17/10/2024 09:30:41
1014 | 11378 | 1 | 18 | 111 | 26 |  |  | Special attendance for no less than two months after handover | SUM | 1 |  |  |  |  | 17/10/2024 09:30:41
1015 | 11379 | 1 | 18 | 112 |  |  |  | TRAINING, MANUALS, DRAWINGS, ETC. | H3 | 0 |  |  |  |  | 17/10/2024 09:30:41
1016 | 11380 | 1 | 18 | 112 | 27 |  |  | Allow for the required training of system users, production of O&M manuals, “As-Built” drawings and all / any other items required to provide the client with information required to safety operate and maintain the system. The documentation MUST include an up to date as-built Revit model and hydraulic calculations | SUM | 1 |  |  |  |  | 17/10/2024 09:30:41
1017 | 11381 | 1 | 18 | 112 | 28 |  |  | Contingency (Add 15%) | Item | 1 |  |  |  |  | 17/10/2024 09:30:41
1019 | 11514 | 1 | 19 | 114 |  | 36 |  | BILL NO. 19 | H1 | 0 |  |  |  |  | 10/01/2025 04:53:23
1020 | 11383 | 1 | 19 | 114 |  |  |  | MECHANICAL INSTALLATION STATUTORY EMERGENCY SIGNAGE | H1 | 0 |  |  |  |  | 10/01/2025 04:53:58
1021 | 11384 | 1 | 19 | 114 |  |  |  | Please check Fomulas before submitting - Only fill in rates in light gray. Plantech holds no responsibility for incorrect formulas not checked |  | 0 |  |  |  |  | 17/10/2024 09:35:16
1022 | 11385 | 1 | 19 | 114 |  |  |  | BILL 1 : PRELIMINARIES AND GENERAL | H1 | 0 |  |  |  |  | 17/10/2024 09:35:16
1023 | 11386 | 1 | 19 | 114 |  |  |  | Preliminaries and General | H2 | 0 |  |  |  |  | 17/10/2024 09:35:16
1024 | 11387 | 1 | 19 | 114 | 1 |  |  | This is to include, but not be limited to all Travelling costs, living out as needed etc. Take special note of the fact that this is a live environment | SUM | 1 |  |  |  |  | 17/10/2024 09:35:16
1025 | 11388 | 1 | 19 | 114 |  |  |  | BILL 2 : GENERAL | H1 | 0 |  |  |  |  | 17/10/2024 09:35:16
1026 | 11389 | 1 | 19 | 114 |  |  |  | Materials | H2 | 0 |  |  |  |  | 17/10/2024 09:35:16
1027 | 11390 | 1 | 19 | 114 | 2 |  |  | Allow for only approved materials and components. | SUM | 1 |  |  |  |  | 17/10/2024 09:35:16
1028 | 11391 | 1 | 19 | 114 |  |  |  | Training | H2 | 0 |  |  |  |  | 17/10/2024 09:35:16
1029 | 11392 | 1 | 19 | 114 | 3 |  |  | Allow for the training of staff in the use of system on completion of work. | SUM | 1 |  |  |  |  | 17/10/2024 09:35:16
1030 | 11393 | 1 | 19 | 114 |  |  |  | Certification | H2 | 0 |  |  |  |  | 17/10/2024 09:35:16
1031 | 11394 | 1 | 19 | 114 | 4 |  |  | Certification of system and components on completion of work in terms of SANS 1186 : Parts 1 and 5 as well as Plantech certificate required. | SUM | 1 |  |  |  |  | 17/10/2024 09:35:16
1032 | 11395 | 1 | 19 | 114 |  |  |  | Equipment Selection | H2 | 0 |  |  |  |  | 17/10/2024 09:35:16
1033 | 11396 | 1 | 19 | 114 | 5 |  |  | Provision of non-returnable samples of each signage type for approval along with specification at tender stage. | SUM | 1 |  |  |  |  | 17/10/2024 09:35:16
1034 | 11397 | 1 | 19 | 115 |  |  |  | OHS Compliance | H2 | 0 |  |  |  |  | 17/10/2024 09:35:16
1035 | 11398 | 1 | 19 | 115 | 6 |  |  | Allow for all activities in order to ensure compliance with the Occupational Health and Safety Act (93 of 1993), including safety file, etc. | SUM | 1 |  |  |  |  | 17/10/2024 09:35:16
1036 | 11399 | 1 | 19 | 115 |  |  |  | Removal of non-compliant signs from site | H2 | 0 |  |  |  |  | 17/10/2024 09:35:16
1037 | 11400 | 1 | 19 | 115 | 7 |  |  | Allow for the removal of all non-compliant signage from site in a safe and organized manner to not damage walls, paint, ceilings or similar. Only non-compliant signageare to be removed. | SUM | 1 |  |  |  |  | 17/10/2024 09:35:16
1038 | 11401 | 1 | 19 | 115 |  |  |  | Shopdrawing Production | H2 | 0 |  |  |  |  | 17/10/2024 09:35:16
1039 | 11402 | 1 | 19 | 115 | 8 |  |  | Allow for the necessary site surveys, to famailairize oneself with the site and site conditions, and mark-up the Plantech Drawings issued with the relevant changes to suite on site conditions. No installation may happen prior to this item being concluded | SUM | 1 |  |  |  |  | 17/10/2024 09:35:16
1040 | 11403 | 1 | 19 | 115 | 9 |  |  | Any item not listed (Specify) | SUM | 1 |  |  |  |  | 17/10/2024 09:35:16
1041 | 11404 | 1 | 19 | 115 |  |  |  | BILL 3 : PHOTO-LUMINESCENT STATUTORY EMERGENCY SIGNAGE | H1 | 0 |  |  |  |  | 17/10/2024 09:35:16
1042 | 11405 | 1 | 19 | 115 |  |  |  | Single-Sided Statutory Emergency Signage Standard Signage (Installed, Complete - Suspended or Wall Mounted) | H2 | 0 |  |  |  |  | 17/10/2024 09:35:16
1043 | 11406 | 1 | 19 | 115 | 10 |  |  | · Ground Floor - 2 pictogram (190 x 380) – E3, F13 & E1 | No | 11 |  |  |  |  | 17/10/2024 09:35:16
1044 | 11407 | 1 | 19 | 115 | 11 |  |  | · Ground Floor - 3 pictogram (190 x 570) – F4, F5 & F6 | No | 3 |  |  |  |  | 17/10/2024 09:35:16
1045 | 11408 | 1 | 19 | 115 | 12 |  |  | · First Floor - 2 pictogram (190 x 380) – E3, F13 & E1 | No | 6 |  |  |  |  | 17/10/2024 09:35:16
1046 | 11409 | 1 | 19 | 115 | 13 |  |  | · First Floor - 3 pictogram (190 x 570) – F4, F5 & F6 | No | 3 |  |  |  |  | 17/10/2024 09:35:16
1047 | 11410 | 1 | 19 | 116 | 14 |  |  | · Basement Storey- 2 pictogram (190 x 380) – E3, E2 & E12 | No | 4 |  |  |  |  | 17/10/2024 09:35:16
1048 | 11411 | 1 | 19 | 116 | 15 |  |  | · Basement Storey- 3 pictogram (190 x 570) – F4 | No | 2 |  |  |  |  | 17/10/2024 09:35:16
1049 | 11412 | 1 | 19 | 116 |  |  |  | Double-Sided Statutory Emergency Signage (Installed, Complete) | H2 | 0 |  |  |  |  | 17/10/2024 09:35:16
1050 | 11413 | 1 | 19 | 116 |  |  |  | Supply, delivery, and installation of the statutory emergency signage installation in accordance with this document and SANS 1186 Parts 1 and 5 – including all perspex, hooks, chains and other fixing materials as required |  | 0 |  |  |  |  | 17/10/2024 09:35:16
1051 | 11414 | 1 | 19 | 116 | 16 |  |  | · Ground Floor - 3 pictogram (190 x 570) – F5/F6 | No | 1 |  |  |  |  | 17/10/2024 09:35:16
1052 | 11415 | 1 | 19 | 116 | 17 |  |  | · First Floor - 3 pictogram (190 x 570) – F5/F6 | No | 1 |  |  |  |  | 17/10/2024 09:35:16
1053 | 11416 | 1 | 19 | 116 | 18 |  |  | · Basement Storey - 3 pictogram (190 x 570) – F5/F6 | No | 1 |  |  |  |  | 17/10/2024 09:35:16
1054 | 11417 | 1 | 19 | 116 | 19 |  |  | Any item not listed (Specify) | SUM | 1 |  |  |  |  | 17/10/2024 09:35:16
1055 | 11418 | 1 | 19 | 116 |  |  |  | BILL 4 : SCAFFOLDING AND ERECTION EQUIPMENT | H1 | 0 |  |  |  |  | 17/10/2024 09:35:16
1056 | 11419 | 1 | 19 | 116 |  |  |  | Scaffolding | H2 | 0 |  |  |  |  | 17/10/2024 09:35:16
1057 | 11420 | 1 | 19 | 116 | 20 |  |  | Allow for the provision, erection, use, dismantling and transportation of scaffolding in accordance with the requirements of the Occupational Health and Safety Act (Act 85 of 1993). | SUM | 1 |  |  |  |  | 17/10/2024 09:35:16
1058 | 11421 | 1 | 19 | 116 |  |  |  | Erection Equipment | H2 | 0 |  |  |  |  | 17/10/2024 09:35:16
1059 | 11422 | 1 | 19 | 116 |  |  |  | Allow for any additional erection equipment required for the installation of statutory emergency sigange to all portions of the building as indicated on the tender drawings. |  | 0 |  |  |  |  | 17/10/2024 09:35:16
1060 | 11423 | 1 | 19 | 116 | 21 |  |  | Any item not listed (Specify) | SUM | 1 |  |  |  |  | 17/10/2024 09:35:16
1061 | 11424 | 1 | 19 | 117 |  |  |  | BILL 5 : PROJECT ENGINEERING, MANAGEMENT AND CONTROL | H1 | 0 |  |  |  |  | 17/10/2024 09:35:16
1062 | 11425 | 1 | 19 | 117 |  |  |  | Project Engineering, Management and Quality Control | H2 | 0 |  |  |  |  | 17/10/2024 09:35:16
1063 | 11426 | 1 | 19 | 117 | 22 |  |  | Allow for project engineering, management and quality control in accordance with the conditions of subcontract. | SUM | 1 |  |  |  |  | 17/10/2024 09:35:16
1064 | 11427 | 1 | 19 | 117 |  |  |  | First Year's Free Maintenance and Guarantee | H2 | 0 |  |  |  |  | 17/10/2024 09:35:16
1065 | 11428 | 1 | 19 | 117 | 23 |  |  | Provide for one year's fee maintenance and guarantee | SUM | 1 |  |  |  |  | 17/10/2024 09:35:16
1066 | 11429 | 1 | 19 | 117 |  |  |  | Labour, Testing, Commissioning and Handover | H2 | 0 |  |  |  |  | 17/10/2024 09:35:16
1067 | 11430 | 1 | 19 | 117 | 24 |  |  | Allow for the required labour to successfully complete the project in accordance with the subcontract and SANS 1186 Parts 1 and 5 Code of Practice. This amount should include for all labour requirements Including labour required for testing, commissioning and handover. | SUM | 1 |  |  |  |  | 17/10/2024 09:35:16
1068 | 11431 | 1 | 19 | 117 |  |  |  | Special Attendance | H2 | 0 |  |  |  |  | 17/10/2024 09:35:16
1069 | 11432 | 1 | 19 | 117 | 25 |  |  | Special attendance for no less than two months after handover | SUM | 1 |  |  |  |  | 17/10/2024 09:35:16
1070 | 11433 | 1 | 19 | 117 | 26 |  |  | Any item not listed (Specify) | SUM | 1 |  |  |  |  | 17/10/2024 09:35:16
1071 | 11434 | 1 | 19 | 117 | 27 |  |  | Contingency (Add 20%) | Item | 1 |  |  |  |  | 17/10/2024 09:35:16
1073 | 592 | 1 | 20 | 119 |  | 41 |  | BILL NO. 20 | H1 | 0 |  |  |  |  | 10/01/2025 04:52:38
1074 | 593 | 1 | 20 | 119 |  | 41 |  | GLAZING | H1 | 0 |  |  |  |  | 07/06/2024 05:15:12
1075 | 594 | 1 | 20 | 119 |  | 41 |  | NOTE: Tenderers are advised to study the preambles before pricing this bill. |  | 0 |  |  |  |  | 05/10/2016 12:57:56
1076 | 11117 | 1 | 20 | 119 |  |  |  | GLAZING TO STEEL WITH PUTTY | H2 | 0 |  |  |  |  | 04/09/2024 03:42:22
1077 | 11118 | 1 | 20 | 119 |  |  |  | 4mm Clear georgian wire glass : | H3 | 0 |  |  |  |  | 04/09/2024 03:42:22
1078 | 11119 | 1 | 20 | 119 | 1 |  |  | Panes not exceeding 0,1 m². | m2 | 2 |  |  |  |  | 04/09/2024 03:43:13
1079 | 600 | 1 | 20 | 119 |  | 41 |  | MIRRORS | H2 | 0 |  |  |  |  | 05/10/2016 12:57:56
1080 | 601 | 1 | 20 | 119 |  | 41 |  | 6 mm Float glass silver backed mirror including 12 mm wide bevelled edges fixed with chrome cupped mirror screws to wall: | H3 | 0 |  |  |  |  | 05/10/2016 12:57:56
1081 | 602 | 1 | 20 | 119 | 2 | 41.1 |  | Size 600 mm x 800 mm. | No | 3 |  |  |  |  | 05/06/2024 11:51:01
1083 | 605 | 1 | 21 | 120 |  | 42 |  | BILL NO. 21 | H1 | 0 |  |  |  |  | 10/01/2025 04:52:28
1084 | 606 | 1 | 21 | 120 |  | 42 |  | PAINTING | H1 | 0 |  |  |  |  | 07/06/2024 05:15:18
1085 | 5935 | 1 | 21 | 120 |  | 43 |  | The following finishes, including primers and subsequent coats are to be those manufactured by "Plascon Paints" and of the highest type and quality specified. Plascon new work painting specification document to be applied when pricing work accordingly. |  | 0 |  |  |  |  | 17/01/2017 04:39:47
1086 | 607 | 1 | 21 | 120 |  | 42 |  | NOTE: Tenderers are advised to study the preambles before pricing this bill. |  | 0 |  |  |  |  | 17/01/2017 04:37:34
1087 | 7518 | 1 | 21 | 120 |  | 43 |  | ON PLASTER, ETC | H2 | 0 |  |  |  |  | 05/10/2016 12:57:56
1088 | 7519 | 1 | 21 | 120 |  | 43 |  | Prepare, stop and apply one Professional plaster primer (PP700), one coat Plascon Micatex and two coats Plascon Wall & All (EPL 30) exterior quality paint externally on: (All in accordance with manufacturing requirements) | H3 | 0 |  |  |  |  | 12/09/2024 02:46:13
1089 | 8536 | 1 | 21 | 120 | 1 |  |  | Plastered soffits | m2 | 6 |  |  |  |  | 27/09/2024 04:00:48
1090 | 7521 | 1 | 21 | 120 |  | 43 |  | Prepare, stop and apply one coat Dulux Trade Alkali Resistant Primer and 2 coats of Dulux Pearlglo Water-Based Paint internally on | H3 | 0 |  |  |  |  | 23/05/2024 02:04:01
1091 | 7523 | 1 | 21 | 120 | 2 |  |  | Plasterboard partitions | m2 | 80 |  |  |  |  | 05/10/2016 12:57:56
1092 | 8654 | 1 | 21 | 120 |  | 43 |  | Prepare, stop and apply one coat Professional Plaster Primer (PP700) and two coats Plascon Kitchen & Bathrooms (KBM/TMK 1000/EPL 30) paint internally on: | H3 | 0 |  |  |  |  | 17/01/2017 05:10:37
1093 | 8655 | 1 | 21 | 120 | 3 | 43.6 |  | Plastered walls. | m2 | 6 |  |  |  |  | 27/10/2016 11:09:32
1094 | 8649 | 1 | 21 | 121 |  | 43 |  | Prepare, stop and apply one coat Plaster Primer and two coats Plascon Professional Super Matt (PEM 900/TSA 1010) paint internally on: | H3 | 0 |  |  |  |  | 17/01/2017 05:12:36
1095 | 7557 | 1 | 21 | 121 | 4 | 42.9 |  | Flush plastered ceilings and bulkheads. | m2 | 353 |  |  |  |  | 27/10/2016 11:19:00
1096 | 8650 | 1 | 21 | 121 |  | 43 |  | Prepare, stop and apply one coat Plaster Primer and two coats Plascon Professional Contractors Matt (PEM 600) paint internally on: | H3 | 0 |  |  |  |  | 19/09/2024 01:39:37
1097 | 8651 | 1 | 21 | 121 | 5 |  |  | Plastered soffits | m2 | 592 |  |  |  |  | 27/10/2016 11:04:49
1098 | 7892 | 1 | 21 | 121 |  | 42 |  | Prepare, stop and apply one coat primer, one undercoat and one coat eggshell enamel paint on: | H3 | 0 |  |  |  |  | 05/10/2016 12:57:56
1099 | 7893 | 1 | 21 | 121 | 6 | 42.11 |  | Fibre-cement sills not exceeding 300 mm girth. | m | 43 |  |  |  |  | 05/10/2016 12:57:56
1100 | 9995 | 1 | 21 | 121 |  |  |  | Prepare, stop and apply primer and finishing coat for epoxy enamel gloss paint : | H3 | 0 |  |  |  |  | 19/09/2024 11:42:33
1101 | 9996 | 1 | 21 | 121 | 7 |  |  | To screeded floors. | m2 | 430 |  |  |  |  | 05/09/2024 10:16:14
1102 | 7526 | 1 | 21 | 121 |  | 44 |  | ON METAL | H2 | 0 |  |  |  |  | 05/10/2016 12:57:56
1103 | 7527 | 1 | 21 | 121 |  | 44 |  | Prepare, touch up factory priming coat where necessary, and apply one coat Universal undercoat and two coats Professional Super Gloss Enamel paint on: | H3 | 0 |  |  |  |  | 05/10/2016 12:57:56
1104 | 7529 | 1 | 21 | 121 | 8 | 44.14 |  | Pressed steel door frames. | m2 | 29 |  |  |  |  | 05/10/2016 12:57:56
1105 | 7531 | 1 | 21 | 121 | 9 | 44.15 |  | Balustrades, grilles, etc. | m2 | 322 |  |  |  |  | 05/10/2016 12:57:56
1106 | 7656 | 1 | 21 | 121 | 10 | 44.16 |  | Angles, rails, pipes, etc, not exceeding 300 mm girth. | m | 172 |  |  |  |  | 05/10/2016 12:57:56
1107 | 7533 | 1 | 21 | 121 |  | 44 |  | ON WOOD | H2 | 0 |  |  |  |  | 05/10/2016 12:57:56
1108 | 7534 | 1 | 21 | 121 |  | 44 |  | Prepare, stop and apply one coat primer and two coats Professional Eggshell Enamel paint on: | H3 | 0 |  |  |  |  | 05/10/2016 12:57:56
1109 | 7535 | 1 | 21 | 121 | 11 | 44.20 |  | General surfaces. | m2 | 61 |  |  |  |  | 05/10/2016 12:57:56
1110 | 9704 | 1 | 21 | 121 | 12 |  |  | Paint to previously painted timber window cills | m2 | 5 |  |  |  |  | 20/09/2024 02:08:28
1111 | 7536 | 1 | 21 | 122 |  | 44 |  | Prepare, stop and apply one coat sanding sealer and three coats suede urethane varnish including sanding down between coats on: | H3 | 0 |  |  |  |  | 05/10/2016 12:57:56
1112 | 7537 | 1 | 21 | 122 | 13 | 44.21 |  | General surfaces. | m2 | 1 |  |  |  |  | 05/10/2016 12:57:56
1113 | 11214 | 1 | 21 | 122 |  |  |  | Prepare, stop and apply three coats superior quality clear suede urethane varnish including sanding down between coats on: | H3 | 0 |  |  |  |  | 12/09/2024 11:27:31
1114 | 11213 | 1 | 21 | 122 | 14 |  |  | Treated timber floors. (fire retardant treatment elsewhere) | m2 | 260 |  |  |  |  | 12/09/2024 11:28:00
1115 | 8970 | 1 | 21 | 122 |  | 43 |  | Prepare, stop and apply one coat Plaster Primer and two coats Plascon Velvaglo Satin paint internally on: | H3 | 0 |  |  |  |  | 11/01/2017 12:54:54
1116 | 7538 | 1 | 21 | 122 | 15 | 44.22 |  | Skirtings, rails, etc. not exceeding 300 mm girth. | m | 479 |  |  |  |  | 11/01/2017 12:55:05
1117 | 11051 | 1 | 21 | 122 |  |  |  | PAINTWORK, ETC TO PREVIOUSLY PAINTED WORK | H2 | 0 |  |  |  |  | 01/09/2024 04:13:58
1118 | 9896 | 1 | 21 | 122 |  | 43 |  | Prepare plastered surfaces by thoroughly washing down and brushing in order to remove any traces of effervescence and allowed to dry completely before any paint finish is applied. Before applying any paint, all holes, cracks, and irregularities shall be filled and finished smooth. Apply one Professional plaster primer (PP700), one coat Plascon Micatex and two coats Plascon Wall & All (EPL 30) exterior quality paint externally on: | H3 | 0 |  |  |  |  | 19/09/2024 11:51:01
1119 | 9374 | 1 | 21 | 122 | 16 |  |  | Previously painted plastered walls | m2 | 564 |  |  |  |  | 20/02/2017 11:14:13
1120 | 11101 | 1 | 21 | 122 | 17 |  |  | Ceilings and beams | m2 | 6 |  |  |  |  | 04/09/2024 03:15:10
1121 | 9902 | 1 | 21 | 123 |  | 43 |  | Prepare plastered surfaces by thoroughly washing down and brushing in order to remove any traces of effervescence and allowed to dry completely before any paint finish is applied. Before applying any paint, all holes, cracks, and irregularities shall be filled and finished smooth. Apply one Professional plaster primer (PP700), one coat Plascon Micatex and two coats Plascon Wall & All (WAA/EPL 30) paint internally on: | H3 | 0 |  |  |  |  | 19/09/2024 11:51:38
1122 | 9469 | 1 | 21 | 123 | 18 |  |  | Previously painted walls. | m2 | 2633 |  |  |  |  | 14/02/2017 10:46:54
1123 | 11110 | 1 | 21 | 123 |  | 43 |  | ON WOOD | H2 | 0 |  |  |  |  | 04/09/2024 03:34:59
1124 | 11112 | 1 | 21 | 123 |  | 43 |  | Prepare by sanding down wood surfaces, sealing with 3 coats Woodoc 25, stop and apply one coat hardwood primer, one coat universal undercoat and two coat eggshell enamel paint on: | H3 | 0 |  |  |  |  | 19/09/2024 12:03:53
1125 | 11136 | 1 | 21 | 123 |  |  |  | One coat superior quality clear gloss varnish, on work in sound condition | H4 | 0 |  |  |  |  | 05/09/2024 10:49:16
1126 | 11111 | 1 | 21 | 123 | 19 | 43.18 |  | General surfaces. | m2 | 66 |  |  |  |  | 04/09/2024 03:36:41
1127 | 11137 | 1 | 21 | 123 | 20 |  |  | Skirtings, rails, etc. not exceeding 300 mm girth. | m | 138 |  |  |  |  | 05/09/2024 10:49:45
1128 | 11052 | 1 | 21 | 123 |  |  |  | ON METAL SURFACES | H2 | 0 |  |  |  |  | 01/09/2024 04:13:58
1129 | 11231 | 1 | 21 | 123 |  |  |  | Prepare metal surfaces by sanding and, where necessary, washing with a suitable cleaning agent and leaving smooth. Rust, grease and defective factory primers on surfaces to be painted shall be removed. | H3 | 0 |  |  |  |  | 19/09/2024 11:59:18
1130 | 11053 | 1 | 21 | 123 |  |  |  | One coat 1 coat Plascon Etch Primer and 2 coats non-drip eggshell enamel to : | H4 | 0 |  |  |  |  | 19/09/2024 12:00:07
1131 | 11054 | 1 | 21 | 123 | 21 |  |  | Rails, bars, pipes, etc not exceeding 300mm girth | m | 17 |  |  |  |  | 04/09/2024 03:18:17
1132 | 11102 | 1 | 21 | 124 |  |  |  | Clean down surfaces, prepare including touch up factory prime coat if necessary and apply One coat 1 coat Plascon Etch Primer and 2 coats non-drip eggshell enamel to : | H4 | 0 |  |  |  |  | 19/09/2024 12:01:13
1133 | 11103 | 1 | 21 | 124 | 22 |  |  | Windows including burglar bars | m2 | 129 |  |  |  |  | 04/09/2024 03:27:08
1134 | 9895 | 1 | 21 | 124 | 23 |  |  | Door frames | m2 | 61 |  |  |  |  | 05/09/2024 09:58:37
1135 | 11107 | 1 | 21 | 124 | 24 |  |  | Gates, grilles, burglar screens, balustrades, etc (both sides measured over the full flat area) | m2 | 16 |  |  |  |  | 04/09/2024 03:27:14
1136 | 11201 | 1 | 21 | 124 |  |  |  | Spot priming bare metal surfaces, one coat alkyd based universal undercoat and two coats superior quality universal enamel paint, on work in poor condition to: | H4 | 0 |  |  |  |  | 19/09/2024 12:01:25
1137 | 11203 | 1 | 21 | 124 | 25 |  |  | Roof Sheeting | m2 | 386 |  |  |  |  | 12/09/2024 10:19:13
1138 | 11202 | 1 | 21 | 124 | 26 |  |  | Rails, bars, pipes, etc not exceeding 300mm girth | m | 143 |  |  |  |  | 06/09/2024 02:51:47
1139 | 11062 | 1 | 21 | 124 |  |  |  | ON FIBRE-CEMENT BOARD SURFACES | H2 | 0 |  |  |  |  | 01/09/2024 07:54:04
1140 | 11063 | 1 | 21 | 124 |  |  |  | Two coats extremely durable UV-resistant washable pure acrylic paint, on work in poor condition | H4 | 0 |  |  |  |  | 01/09/2024 07:54:04
1141 | 11064 | 1 | 21 | 124 | 27 |  |  | Fascias and barge boards not exceeding 300mm girth | m | 43 |  |  |  |  | 04/09/2024 05:16:19
1142 | 11229 | 1 | 21 | 124 | 28 |  |  | Tile Window Sills | m | 8 |  |  |  |  | 19/09/2024 11:42:02
1144 | 10114 | 1 | 22 | 126 |  |  |  | BILL NO. 22 | H1 | 0 |  |  |  |  | 10/01/2025 04:52:22
1145 | 10851 | 1 | 22 | 126 |  |  |  | EXTERNAL WORK | H1 | 0 |  |  |  |  | 07/06/2024 05:13:16
1146 | 10115 | 1 | 22 | 126 |  |  |  | The Tenderer is referred to the relevant Clauses in the Model Preambles for Trades (2008 Edition) and to the Supplementary Preambles which are incorporated at the front of these Bills of Quantities. |  | 0 |  |  |  |  | 06/06/2024 11:40:24
1147 | 3916 | 1 | 22 | 126 |  | 14 |  | SITE CLEARANCE | H2 | 0 |  |  |  |  | 05/10/2016 12:57:56
1148 | 3917 | 1 | 22 | 126 | 1 | 14.1 |  | Digging up and removing rubbish, debris, builder's rubble, vegetation, hedges, shrubs and trees not exceeding 200mm girth, bush, rockeries, etc. | m2 | 34 |  |  |  |  | 25/08/2024 08:04:34
1149 | 9720 | 1 | 22 | 126 |  | 20 |  | Remove and set-aside existing concrete paving blocks (re-instate elsewhere measured) | H3 | 0 |  |  |  |  | 15/02/2017 11:12:25
1150 | 9721 | 1 | 22 | 126 | 2 | 20.55 |  | 60 mm Interlocking concrete paving blocks | m2 | 34 |  |  |  |  | 15/02/2017 11:16:24
1151 | 3918 | 1 | 22 | 126 |  | 14 |  | BULK EXCAVATION | H2 | 0 |  |  |  |  | 05/10/2016 12:57:56
1152 | 10008 | 1 | 22 | 126 |  |  |  | Open face excavation in earth over sloping site : | H3 | 0 |  |  |  |  | 03/06/2024 07:14:11
1153 | 10009 | 1 | 22 | 126 | 3 |  |  | Cut to fill. | m3 | 10 |  |  |  |  | 11/06/2024 10:32:16
1154 | 3919 | 1 | 22 | 126 |  | 14 |  | Excavate in earth in open face excavation including all grading to falls and banks and deposit material to stockpiles on site in areas designated by the architect: | H3 | 0 |  |  |  |  | 05/10/2016 12:57:56
1155 | 3920 | 1 | 22 | 126 | 4 | 14.2 |  | Stripping 150 mm thick layer of top soil. | m2 | 34 |  |  |  |  | 11/06/2024 09:54:34
1156 | 6884 | 1 | 22 | 127 |  |  |  | Carting away of excavated material shall be deemed to include loading excavated material onto trucks directly from the excavations or, alternatively, from stockpiles on the building site | H3 | 0 |  |  |  |  | 03/06/2024 07:07:33
1157 | 6885 | 1 | 22 | 127 | 5 | 14.5 |  | Extra over all excavations for carting away surplus excavated material to a site to be located by the Contractor. | m3 | 8 |  |  |  |  | 11/06/2024 09:53:16
1158 | 11002 | 1 | 22 | 127 |  |  |  | KEEPING EXCAVATIONS FREE FROM WATER | H2 | 0 |  |  |  |  | 25/08/2024 08:41:30
1159 | 11003 | 1 | 22 | 127 | 6 |  |  | Allow for keeping excavations free from water, other than subterranean water | Item | 1 |  |  |  |  | 25/08/2024 08:42:09
1160 | 10116 | 1 | 22 | 127 |  |  |  | ROADWORKS AND PAVINGS | H2 | 0 |  |  |  |  | 06/06/2024 11:40:24
1161 | 10120 | 1 | 22 | 127 |  |  |  | Filling with approved G5 material supplied and carted onto site by the contractor, compacted to a density of at least 98% Mod. AASHTO at optimum moisture content: | H4 | 0 |  |  |  |  | 06/06/2024 11:40:24
1162 | 10121 | 1 | 22 | 127 | 7 |  |  | Under paving. | m3 | 103 |  |  |  |  | 11/06/2024 10:49:21
1163 | 10122 | 1 | 22 | 127 |  |  |  | Filling with approved G7 material supplied and carted onto site by the contractor, compacted to a density of at least 93% Mod. AASHTO at optimum moisture content: | H4 | 0 |  |  |  |  | 06/06/2024 12:10:30
1164 | 10123 | 1 | 22 | 127 | 8 |  |  | Under paving. | m3 | 3 |  |  |  |  | 11/06/2024 10:49:44
1165 | 10124 | 1 | 22 | 127 |  |  |  | Surface preparation: | H4 | 0 |  |  |  |  | 06/06/2024 11:40:24
1166 | 10125 | 1 | 22 | 127 | 9 |  |  | Trim and level off surface of ground (excavated or filled under previous Contract) to roadbed, including excavating or filling, ripping and scarifying as necessary and compacting the whole area for a depth of 150mm, wetting to optimum moisture content and compacted to a density of at least 93% Mod. AASHTO maximum density. | m2 | 640 |  |  |  |  | 06/06/2024 11:40:24
1167 | 10126 | 1 | 22 | 128 |  |  |  | Tests: | H4 | 0 |  |  |  |  | 06/06/2024 11:40:24
1168 | 10127 | 1 | 22 | 128 | 10 |  |  | Allow for all necessary tests by an independent testing authority of compaction and moisture content on compacted filling and backfilling to ensure that the required compactions are being attained, and for submitting results to the Employer's Representative. | Item | 1 |  |  |  |  | 13/09/2024 04:45:28
1169 | 10128 | 1 | 22 | 128 |  |  |  | Weedkiller: | H4 | 0 |  |  |  |  | 06/06/2024 11:40:24
1170 | 10129 | 1 | 22 | 128 | 11 |  |  | Treat surface below paving with approved weed killer. | m2 | 600 |  |  |  |  | 06/06/2024 11:40:24
1171 | 10134 | 1 | 22 | 128 |  |  |  | Precast concrete interlocking block paving: | H4 | 0 |  |  |  |  | 06/06/2024 11:40:24
1172 | 10135 | 1 | 22 | 128 | 12 |  |  | 50mm Thick 'Bosun' precast concrete interlocking block paving to falls and cross-falls on and including 25mm (finished thickness) layer of river sand well rammed and consolidated to side walkways. | m2 | 600 |  |  |  |  | 11/06/2024 11:03:37
1173 | 10136 | 1 | 22 | 128 | 13 |  |  | Circular cutting on 60mm thick precast concrete block pavers. | m | 18 |  |  |  |  | 06/06/2024 11:40:24
1174 | 9724 | 1 | 22 | 128 |  | 20 |  | Re-lay existing concrete paving blocks shall comply with the requirements of SABS 1058 - 1985 Specifications | H4 | 0 |  |  |  |  | 25/08/2024 08:03:40
1175 | 9725 | 1 | 22 | 128 | 14 | 20.55 |  | Re-lay existing 60 mm Interlocking concrete paving blocks (Type SA-A, Ref UTG 2) or similar approved, light grey coloured laid to falls on and including a new 20 mm bed of washed river sand, application of weed killer, sand filling to joints, compacting and all necessary edge blocks. | m2 | 34 |  |  |  |  | 15/02/2017 11:15:21
1176 | 10137 | 1 | 22 | 128 |  |  |  | Precast concrete kerbs: | H4 | 0 |  |  |  |  | 06/06/2024 11:40:24
1177 | 312 | 1 | 22 | 128 | 15 | 20.58 |  | 300 mm x 150 mm precast concrete Barrier Kerb 4 kerb finished smooth on top and one edge, bedded, jointed and pointed in 1-3 cement mortar as edging to paving including shallow excavation and small concrete foundation. | m | 40 |  |  |  |  | 11/06/2024 01:20:38
1178 | 3235 | 1 | 22 | 129 |  |  |  | Restraining beam | H3 | 0 |  |  |  |  | 05/10/2016 12:57:56
1179 | 3236 | 1 | 22 | 129 | 16 |  |  | 30MPa Concrete restraining beam size 200 x 300 mm cast in ground with top surface wood floated including formwork to sides and shallow excavation. | m | 10 |  |  |  |  | 05/10/2016 12:57:56
1180 | 3211 | 1 | 22 | 129 |  | 46 |  | COMPACTION OF SURFACES | H2 | 0 |  |  |  |  | 05/10/2016 12:57:56
1181 | 197 | 1 | 22 | 129 | 17 | 15.12 |  | Rip up, scarify and recompact earth surface 150 mm deep to 95% modified AASHTO density at optimum moisture content. | m2 | 607 |  |  |  |  | 19/02/2017 07:54:20
1182 | 10148 | 1 | 22 | 129 |  |  |  | ROAD SIGNS AND ROAD MARKING | H3 | 0 |  |  |  |  | 06/06/2024 11:40:24
1183 | 10153 | 1 | 22 | 129 |  |  |  | Road marking: | H4 | 0 |  |  |  |  | 06/06/2024 11:40:24
1184 | 6703 | 1 | 22 | 129 | 18 |  |  | RM6 Unbroken line 100mm wide. | m | 100 |  |  |  |  | 20/02/2017 01:10:07
1185 | 6702 | 1 | 22 | 129 | 19 |  |  | RTM1 STOP line of 300mm wide solid white line. | m | 5 |  |  |  |  | 05/10/2016 12:57:56
1186 | 6706 | 1 | 22 | 129 | 20 |  |  | RM8 Directional arrows 2,8m long. | No | 6 |  |  |  |  | 05/10/2016 12:57:56
1187 | 10161 | 1 | 22 | 129 |  |  |  | STORMWATER DRAINAGE | H2 | 0 |  |  |  |  | 06/06/2024 11:40:24
1188 | 10409 | 1 | 22 | 129 |  |  |  | Underground stormwater and drainpipe class 400 rigid UPVC pipe, laid on class B bedding: | H3 | 0 |  |  |  |  | 06/06/2024 05:38:00
1189 | 10203 | 1 | 22 | 129 | 21 |  |  | 160mm Pipe laid in ground including excavations not exceeding 1m deep. | m | 33 |  |  |  |  | 06/06/2024 11:40:24
1190 | 10175 | 1 | 22 | 129 |  |  |  | Sumps, manholes, etc.: | H3 | 0 |  |  |  |  | 06/06/2024 11:40:24
1191 | 10182 | 1 | 22 | 129 | 22 |  |  | Excavate for and build manhole with one brick sides, 150mm thick 25MPa reinforced concrete base and 150mm thick 25MPa reinforced cover slab and fitted with type 6 manhole cover and frame. Size internally 920 x 1150 x 1510mm deep. | No | 1 |  |  |  |  | 06/06/2024 11:40:24
1192 | 10183 | 1 | 22 | 130 | 23 |  |  | Excavate for and build kerb inlet catchpit and chute with one brick sides and fitted with six 600 x 650 x 150mm thick precast concrete cover slabs, 3600mm long precast concrete chute, including concrete (1:3:5) gutter scoop 8000mm long, 450mm wide and 225mm thick at front and with one brick support . Pit size 920 x 920 x average 400mm deep. | No | 1 |  |  |  |  | 06/06/2024 11:40:24
1193 | 10201 | 1 | 22 | 130 |  |  |  | SOIL DRAINAGE | H2 | 0 |  |  |  |  | 06/06/2024 11:40:24
1194 | 10202 | 1 | 22 | 130 |  |  |  | Underground sewer and drainpipe class 400 rigid UPVC pipe, laid on class B bedding: | H3 | 0 |  |  |  |  | 06/06/2024 11:40:24
1195 | 10204 | 1 | 22 | 130 | 24 |  |  | 160mm Pipe laid in ground including excavations exceeding 1m and not exceeding 2m deep. | m | 10 |  |  |  |  | 06/06/2024 11:40:24
1196 | 10205 | 1 | 22 | 130 | 25 |  |  | 160mm Pipe laid in ground including excavations exceeding 2m and not exceeding 3m deep. | m | 5 |  |  |  |  | 06/06/2024 11:40:24
1197 | 10207 | 1 | 22 | 130 |  |  |  | Extra over UPVC piping for the following fittings: | H3 | 0 |  |  |  |  | 06/06/2024 11:40:24
1198 | 10217 | 1 | 22 | 130 | 26 |  |  | 160mm Bends. | No | 5 |  |  |  |  | 06/06/2024 11:40:24
1199 | 10218 | 1 | 22 | 130 | 27 |  |  | 160mm Junction. | No | 2 |  |  |  |  | 06/06/2024 11:40:24
1200 | 10222 | 1 | 22 | 130 |  |  |  | Inspection chambers, etc: | H4 | 0 |  |  |  |  | 06/06/2024 11:40:24
1201 | 10223 | 1 | 22 | 130 | 28 |  |  | Excavate for and build inspection chamber formed of standard precast concrete base, intermediate and cover units jointed and fitted together in accordance with the manufacturer's instructions, the cover unit rebated for and fitted with Type 4 medium duty manhole cover and frame with the frame bedded in cement mortar. The lower chamber 1050mm diameter and average 570mm deep. | No | 1 |  |  |  |  | 06/06/2024 11:40:24
1202 | 10229 | 1 | 22 | 130 |  |  |  | Testing: | H4 | 0 |  |  |  |  | 06/06/2024 11:40:24
1203 | 10230 | 1 | 22 | 130 | 29 |  |  | Allow for testing the whole of the Soil Drainage to the satisfaction of the Principal Agent and Local Authorities. All defective work is to be taken out and replaced at the Contractor's expense and the whole re-tested until found satisfactory. | Item | 1 |  |  |  |  | 06/06/2024 11:40:24
1205 | 1389 | 1 | 23 | 132 |  | 44 |  | BILL NO. 23 | H1 | 0 |  |  |  |  | 10/01/2025 04:52:16
1206 | 1390 | 1 | 23 | 132 |  | 44 |  | PROVISIONAL AMOUNTS | H1 | 0 |  |  |  |  | 05/10/2016 12:57:56
1207 | 1391 | 1 | 23 | 132 |  | 44 |  | Note: The following work is to be executed by nominated or selected sub-contractors and suppliers in terms of Clauses 20 and 21 of the Principal Building Agreement. |  | 0 |  |  |  |  | 05/10/2016 12:57:56
1208 | 1392 | 1 | 23 | 132 |  | 44 |  | Note: All Provisional Amounts shall be NET. |  | 0 |  |  |  |  | 05/10/2016 12:57:56
1209 | 1397 | 1 | 23 | 132 |  | 44 |  | ELECTRICAL INSTALLATION: | H2 | 0 |  |  |  |  | 05/10/2016 12:57:56
1210 | 1398 | 1 | 23 | 132 | 1 | 44.4 |  | Provide the sum of R1 090 000.00 (One Million and Ninety Thousand Rand) for the electrical installation executed complete. | Item | 1 | 1090000 | 1090000 |  |  | 11/10/2024 02:51:48
1211 | 1399 | 1 | 23 | 132 | 2 | 44.5 |  | Add for profit. | Item | 1 |  |  |  |  | 19/09/2024 11:34:10
1212 | 1400 | 1 | 23 | 132 | 3 | 44.6 |  | Allow for attendance. | Item | 1 |  |  |  |  | 19/09/2024 11:34:15
1213 | 1405 | 1 | 23 | 132 |  | 44 |  | GENERATOR : | H2 | 0 |  |  |  |  | 27/09/2024 04:09:48
1214 | 1406 | 1 | 23 | 132 | 4 | 44.10 |  | Provide the sum of R229 000.00 (Two Hundred and Twenty Nine Thousand Rand) for the generator supply, installation and commissioning executed complete. | Item | 1 | 229000 | 229000 |  |  | 27/09/2024 03:35:50
1215 | 1407 | 1 | 23 | 132 | 5 | 44.11 |  | Add for profit. | Item | 1 |  |  |  |  | 27/09/2024 03:36:14
1216 | 1408 | 1 | 23 | 132 | 6 | 44.12 |  | Allow for attendance. | Item | 1 |  |  |  |  | 27/09/2024 03:36:18
1217 | 1413 | 1 | 23 | 132 |  | 45 |  | AIR CONDITIONING AND MECHANICAL VENTILATION INSTALLATION: | H2 | 0 |  |  |  |  | 05/10/2016 12:57:56
1218 | 1414 | 1 | 23 | 132 | 7 | 45.16 |  | Provide the sum of R2 067 450.00 (Two Million and Sixty Seven Thousand Four Hundred and Fifty Rand) for the air conditioning and mechanical ventilation installation executed complete. | Item | 1 | 2067450 | 2067450 |  |  | 06/09/2024 11:31:44
1219 | 1415 | 1 | 23 | 133 | 8 | 45.17 |  | Add for profit. | Item | 1 |  |  |  |  | 06/09/2024 11:34:18
1220 | 1416 | 1 | 23 | 133 | 9 | 45.18 |  | Allow for attendance. | Item | 1 |  |  |  |  | 06/09/2024 11:34:23
1221 | 2192 | 1 | 23 | 133 |  | 45 |  | JOINERY: | H2 | 0 |  |  |  |  | 05/10/2016 12:57:56
1222 | 2193 | 1 | 23 | 133 | 10 | 45.19 |  | Provide the sum of R270 000.00 (Two Hundred and Seventy Thousand Rand) for the joinery installation executed complete. | Item | 1 | 270000 | 270000 |  |  | 27/09/2024 03:49:57
1223 | 2194 | 1 | 23 | 133 | 11 | 45.20 |  | Add for profit. | Item | 1 |  |  |  |  | 27/09/2024 03:50:07
1224 | 2195 | 1 | 23 | 133 | 12 | 45.21 |  | Allow for attendance. | Item | 1 |  |  |  |  | 27/09/2024 03:50:10
1225 | 3584 | 1 | 23 | 133 |  | 46 |  | LOFFELSTEIN WALLS: | H2 | 0 |  |  |  |  | 05/10/2016 12:57:56
1226 | 3585 | 1 | 23 | 133 | 13 | 46.31 |  | Provide the sum of R30 000.00 (Thirty Thousand Rand) for loffelstein walls installed complete. | Item | 1 | 30000 | 30000 |  |  | 13/09/2024 04:08:54
1227 | 3586 | 1 | 23 | 133 | 14 | 46.32 |  | Add for profit. | Item | 1 |  |  |  |  | 13/09/2024 04:09:11
1228 | 3587 | 1 | 23 | 133 | 15 | 46.33 |  | Allow for attendance. | Item | 1 |  |  |  |  | 13/09/2024 04:09:25
1229 | 9086 | 1 | 23 | 133 |  | 46 |  | PRIME COST SUM : | H2 | 0 |  |  |  |  | 11/09/2024 04:37:35
1230 | 6175 | 1 | 23 | 133 |  | 44 |  | The following Amounts are for goods delivered on site. |  | 0 |  |  |  |  | 11/09/2024 04:38:12
1231 | 1457 | 1 | 23 | 133 |  | 46 |  | IRONMONGERY : | H2 | 0 |  |  |  |  | 11/09/2024 04:33:01
1232 | 1458 | 1 | 23 | 133 | 16 | 46.40 |  | Provide the sum of R R100 000.00 (One Hundred Thousand Rand) for ironmongery supplied complete. | Item | 1 | 100000 | 100000 |  |  | 27/09/2024 03:54:14
1233 | 1459 | 1 | 23 | 133 | 17 | 46.41 |  | Add for profit. | Item | 1 |  |  |  |  | 12/09/2024 02:05:58
1234 | 1460 | 1 | 23 | 133 | 18 | 46.42 |  | Allow for attendance. | Item | 1 |  |  |  |  | 12/09/2024 02:06:04
1235 | 1481 | 1 | 23 | 134 |  | 48 |  | NET SUMS: | H2 | 0 |  |  |  |  | 05/10/2016 12:57:56
1236 | 1482 | 1 | 23 | 134 | 19 | 48.58 |  | Allow the Net Sum of R R20 000.00 (Twenty Thousand Rand Rand) for sundry builders work for ramp all to be executed at bill of quantities rates. | Item | 1 | 20000 | 20000 |  |  | 19/09/2024 02:30:23
1237 | 4163 | 1 | 23 | 134 | 20 | 48.58 |  | Allow the Net Sum of R15 000.00 (Fifteen Thousand Rand) for builders work related to fire sealing through brick walls executed concurrent with main contract executed at tender bill of quantities rates. | Item | 1 | 15000 | 15000 |  |  | 06/09/2024 02:29:32
1238 | 4164 | 1 | 23 | 134 | 21 | 48.58 |  | Allow the Net Sum of R R93 000.00 (Ninety Three Thousand Rand) for municipal connections | Item | 1 | 93000 | 93000 |  |  | 20/09/2024 11:51:16
1240 | 10437 | 1 | 24 | 136 | 1 |  |  | Prelimanaries | Page | 37 | 0 |  |  |  | 17/10/2024 09:39:37
1241 | 11435 | 1 | 24 | 136 | 2 |  |  | Health, Safety and Environmental | Page | 43 | 0 |  |  |  | 10/01/2025 04:42:38
1242 | 9124 | 1 | 24 | 136 | 3 |  |  | Alterations | Page | 52 | 0 |  |  |  | 17/10/2024 09:39:37
1243 | 5614 | 1 | 24 | 136 | 4 |  |  | Earthworks | Page | 56 | 0 |  |  |  | 17/10/2024 09:39:37
1244 | 6201 | 1 | 24 | 136 | 5 |  |  | Concrete, Formwork and Reinforcement | Page | 59 | 0 |  |  |  | 17/10/2024 09:39:37
1245 | 5772 | 1 | 24 | 136 | 6 |  |  | Masonry | Page | 62 | 0 |  |  |  | 17/10/2024 09:39:37
1246 | 5821 | 1 | 24 | 136 | 7 |  |  | Waterproofing | Page | 63 | 0 |  |  |  | 17/10/2024 09:39:37
1247 | 10849 | 1 | 24 | 136 | 8 |  |  | Roof Covering | Page | 64 | 0 |  |  |  | 17/10/2024 09:39:37
1248 | 650 | 1 | 24 | 136 | 9 | 49.7 |  | Carpentry and Joinery | Page | 70 | 0 |  |  |  | 17/10/2024 09:39:37
1249 | 7154 | 1 | 24 | 136 | 10 |  |  | Floor and Wall Coverings | Page | 71 | 0 |  |  |  | 17/10/2024 09:39:37
1250 | 9114 | 1 | 24 | 136 | 11 |  |  | Ceilings and Partitioning | Page | 77 | 0 |  |  |  | 17/10/2024 09:39:37
1251 | 653 | 1 | 24 | 136 | 12 | 49.9 |  | Ironmongery | Page | 80 | 0 |  |  |  | 17/10/2024 09:39:37
1252 | 10853 | 1 | 24 | 136 | 13 |  |  | Structural Steel | Page | 84 | 0 |  |  |  | 17/10/2024 09:39:37
1253 | 654 | 1 | 24 | 136 | 14 | 49.10 |  | Metalwork | Page | 94 | 0 |  |  |  | 17/10/2024 09:39:37
1254 | 655 | 1 | 24 | 136 | 15 | 49.11 |  | Plastering | Page | 97 | 0 |  |  |  | 17/10/2024 09:39:37
1255 | 656 | 1 | 24 | 136 | 16 | 49.12 |  | Tiling | Page | 100 | 0 |  |  |  | 17/10/2024 09:39:37
1256 | 6642 | 1 | 24 | 136 | 17 |  |  | Plumbing and Drainage | Page | 107 | 0 |  |  |  | 17/10/2024 09:39:37
1257 | 11331 | 1 | 24 | 136 | 18 |  |  | Mechanical Installation Waterpipe for Fire Prevention | Page | 113 | 0 |  |  |  | 17/10/2024 09:39:37
1258 | 11382 | 1 | 24 | 136 | 19 |  |  | Mechanical Installation Statutory Emergency Signage | Page | 118 | 0 |  |  |  | 17/10/2024 09:39:37
1259 | 658 | 1 | 24 | 137 | 20 | 49.14 |  | Glazing | Page | 119 | 0 |  |  |  | 17/10/2024 09:39:37
1260 | 659 | 1 | 24 | 137 | 21 | 49.15 |  | Painting | Page | 125 | 0 |  |  |  | 17/10/2024 09:39:37
1261 | 10113 | 1 | 24 | 137 | 22 |  |  | External Work | Page | 131 | 0 |  |  |  | 17/10/2024 09:39:37
1262 | 11120 | 1 | 24 | 137 | 23 |  |  | Provisional Amounts | Page | 135 | 0 |  |  |  | 17/10/2024 09:39:37
1263 | 664 | 1 | 24 | 137 |  | 49 |  | Sub-total | ST | 0 |  | Sub Total |  |  | 05/10/2016 12:57:56
1264 | 665 | 1 | 24 | 137 |  | 49 |  | V.A.T. at the rate of 15% | TAX | 15 |  |  |  |  | 21/05/2024 11:08:55